{"text_format":"1","workbook":"xlsx","n_sheets":3,"sheets":["新型LED球販売に伴うご注文形式対比表","新型LED球検索シート","setting"],"not_rendered":{"charts":0,"images":19,"macros":1,"external_links":0,"defined_names":4,"comments":0,"pivot_tables":0},"unopened":[],"bounds":{"document_bytes":16777216,"sheet_cells":100000,"rows_first":2000,"rows_last":500,"rows_between":2000,"halvings":0,"cell_chars":16384,"cell_head_chars":4096},"cells_cut":0,"cells_raw":0,"read":"whole","date_system":"1900"}

{"sheet":"新型LED球販売に伴うご注文形式対比表","index":0,"n_rows":1467,"n_cols":3,"rows_kept":1467,"cut":false,"hidden":false,"merged":[]}
[null,null,"2023-07-06"]
[null,null,"マルヤス電業株式会社"]
[null,null,"営業部"]
["新型LED球販売に伴うご注文形式対比表"]
[]
["拝啓、お客様においてはますますご清栄のこととお喜び申し上げます。"]
["この度、新型LED開発により、新品番確認が分かりずらいとのご意見が"]
["有り、旧品番から新品番への展開表を作成させて頂きましたので"]
["ご活用いただければと思います"]
["新型LED開発により、LED種類も大幅に削減しております。"]
["ウォームホワイトの1つの色で5色を表現し,従来の白色（電球色）を再現しました。"]
["また、ピュワホワイトで純白と青色にも対応しております。"]
["引き続き、マルヤス電業製品のご愛顧をお願い申し上げます。　"]
[]
[null,null,"敬具"]
[]
["LED球変更前の形式","⇒","LED球変更後の形式"]
["A22FA1211OLH","⇒","A22FA1211OLE"]
["A22FA1211WLH","⇒","A22FA1211WLE"]
["A22FA2401GLH","⇒","A22FA2401GLE"]
["A22FA2410HLH","⇒","A22FA2410HLE"]
["A22FA2410HLHJ","⇒","A22FA2410HLEJ"]
["A22FA2410OLH","⇒","A22FA2410OLE"]
["A22FA2410RLH","⇒","A22FA2410RLE"]
["A22FA2411GLH","⇒","A22FA2411GLE"]
["A22FA2411GLH","⇒","A22FA2411GLE"]
["A22FA2411HLH","⇒","A22FA2411HLE"]
["A22FA2411RLH","⇒","A22FA2411RLE"]
["A22FA2411RLH","⇒","A22FA2411RLE"]
["A22FA2420GLH","⇒","A22FA2420GLE"]
["A22FA2420HLH","⇒","A22FA2420HLE"]
["A22FA2422WLHJ","⇒","A22FA2422WLEJ"]
["A22FAD2410HLH","⇒","A22FAD2410HLE"]
["A22FAD2411WLH","⇒","A22FAD2411WLE"]
["A22FAD2411YLH","⇒","A22FAD2411YLE"]
["A22FADE2411GLH","⇒","A22FADE2411GLE"]
["A22FAE2411HLH","⇒","A22FAE2411HLE"]
["A22FAG2410GLH","⇒","A22FAG2410GLE"]
["A22FAG2410HLH","⇒","A22FAG2410HLE"]
["A22FAG2410HLHJ","⇒","A22FAG2410HLEJ"]
["A22FAG2410OLH","⇒","A22FAG2410OLE"]
["A22FAG2410RLH","⇒","A22FAG2410RLE"]
["A22FAG2410RLHJ","⇒","A22FAG2410RLEJ"]
["A22FAG2410WLH","⇒","A22FAG2410WLE"]
["A22FAG2410YLH","⇒","A22FAG2410YLE"]
["A22FAG2411GLH","⇒","A22FAG2411GLE"]
["A22FAG2411GLH","⇒","A22FAG2411GLE"]
["A22FAG2411HLH","⇒","A22FAG2411HLE"]
["A22FAG2411OLH","⇒","A22FAG2411OLE"]
["A22FAG2411RLH","⇒","A22FAG2411RLE"]
["A22FAG2411WLH","⇒","A22FAG2411WLE"]
["A22FAG2420GLH","⇒","A22FAG2420GLE"]
["A22FAG2420YLH","⇒","A22FAG2420YLE"]
["A22FAG2444RLH","⇒","A22FAG2444RLE"]
["A22FAG601GLH","⇒","A22FAG601GLE"]
["A22FAG601YLH","⇒","A22FAG601YLE"]
["A22FAG610RLH","⇒","A22FAG610RLE"]
["A22FAGBEH2411HLH","⇒","A22FAGBEH2411HLE"]
["A22FAGBH2420PWLH","⇒","A22FAGBH2420PWLE"]
["A22FAGE2411GLH","⇒","A22FAGE2411GLE"]
["A22FAGE2411RLH","⇒","A22FAGE2411RLE"]
["A22FAGEH1220GLH","⇒","A22FAGEH1220GLE"]
["A22FAGEH2410WLH","⇒","A22FAGEH2410WLE"]
["A22FAGEH2420GLH","⇒","A22FAGEH2420GLE"]
["A22FAM2411RLH","⇒","A22FAM2411RLE"]
["A22FAM2420YLH","⇒","A22FAM2420YLE"]
["A22FAM2433RLH","⇒","A22FAM2433RLE"]
["A22FAME2411RLH","⇒","A22FAME2411RLE"]
["A22FD10002OLH","⇒","A22FD10002OLE"]
["A22FD10010YLH","⇒","A22FD10010YLE"]
["A22FD10011GLH","⇒","A22FD10011GLE"]
["A22FD10011GLH","⇒","A22FD10011GLE"]
["A22FD10011GLHJ","⇒","A22FD10011GLEJ"]
["A22FD10011OLH","⇒","A22FD10011OLE"]
["A22FD10011OLH","⇒","A22FD10011OLE"]
["A22FD10011RLH","⇒","A22FD10011RLE"]
["A22FD10011RLH","⇒","A22FD10011RLE"]
["A22FD10011RLHJ","⇒","A22FD10011RLEJ"]
["A22FD10020OLH","⇒","A22FD10020OLE"]
["A22FD10020PWLH","⇒","A22FD10020PWLE"]
["A22FD20011GLH","⇒","A22FD20011GLE"]
["A22FD20011GLH","⇒","A22FD20011GLE"]
["A22FD20011OLH","⇒","A22FD20011OLE"]
["A22FD20011RLH","⇒","A22FD20011RLE"]
["A22FD20011RLH","⇒","A22FD20011RLE"]
["A22FDE10011GLH","⇒","A22FDE10011GLE"]
["A22FDE10011OLH","⇒","A22FDE10011OLE"]
["A22FDE10011RLH","⇒","A22FDE10011RLE"]
["A22FDE10022RLH","⇒","A22FDE10022RLE"]
["A22FDE20011RLH","⇒","A22FDE20011RLE"]
["A22FDEH10011GLH","⇒","A22FDEH10011GLE"]
["A22FDEH10011RLH","⇒","A22FDEH10011RLE"]
["A22FDG10002OLH","⇒","A22FDG10002OLE"]
["A22FDG10002OLH","⇒","A22FDG10002OLE"]
["A22FDG1000RLH","⇒","A22FDG1000RLE"]
["A22FDG10011GLH","⇒","A22FDG10011GLE"]
["A22FDG10011OLH","⇒","A22FDG10011OLE"]
["A22FDG10011RLH","⇒","A22FDG10011RLE"]
["A22FDG10011RLH","⇒","A22FDG10011RLE"]
["A22FDG10011RLH","⇒","A22FDG10011RLE"]
["A22FDG10011WLH","⇒","A22FDG10011WLE"]
["A22FDG10022RLH","⇒","A22FDG10022RLE"]
["A22FDG2000GLH ","⇒","A22FDG2000GLE "]
["A22FDG2000RLH ","⇒","A22FDG2000RLE "]
["A22FDG2000YLH","⇒","A22FDG2000YLE"]
["A22FDG20011GLH","⇒","A22FDG20011GLE"]
["A22FDG20011OLH","⇒","A22FDG20011OLE"]
["A22FDG20011RLH","⇒","A22FDG20011RLE"]
["A22FDG20011RLH","⇒","A22FDG20011RLE"]
["A22FDG20022GLH","⇒","A22FDG20022GLE"]
["A22FDG20022OLH","⇒","A22FDG20022OLE"]
["A22FDG20022RLH","⇒","A22FDG20022RLE"]
["A22FDGBE10001OLH","⇒","A22FDGBE10001OLE"]
["A22FDGEH10020GLH","⇒","A22FDGEH10020GLE"]
["A22FDH10011GLH","⇒","A22FDH10011GLE"]
["A22FDM10011RLH","⇒","A22FDM10011RLE"]
["A22FDM20011RLH","⇒","A22FDM20011RLE"]
["A22FOA2410GLH","⇒","A22FOA2410GLE"]
["A22FOA2410GLH(CCC)","⇒","A22FOA2410GLE(CCC)"]
["A22FOA2410GLHJ","⇒","A22FOA2410GLEJ"]
["A22FOA2410HLH","⇒","A22FOA2410HLE"]
["A22FOA2410HLHJ","⇒","A22FOA2410HLEJ"]
["A22FOA2411WLH","⇒","A22FOA2411WLE"]
["A22FOAE2401PWLH","⇒","A22FOAE2401PWLE"]
["A22FOAE2410GLH","⇒","A22FOAE2410GLE"]
["A22FOAE2410HLH","⇒","A22FOAE2410HLE"]
["A22FOAE2410PWLH","⇒","A22FOAE2410PWLE"]
["A22FOAE2410WLH","⇒","A22FOAE2410WLE"]
["A22FOAE2411PWLH","⇒","A22FOAE2411PWLE"]
["A22FOD10010YLHJ","⇒","A22FOD10010YLEJ"]
["A22FOT10010WLH","⇒","A22FOT10010WLE"]
["A22FOT10011OLH","⇒","A22FOT10011OLE"]
["A22FOT10011PWLH","⇒","A22FOT10011PWLE"]
["A22FOT20010GLH","⇒","A22FOT20010GLE"]
["A22FSA2240PWLHJ","⇒","A22FSA2240PWLEJ"]
["A22FSA22411GLH","⇒","A22FSA22411GLE"]
["A22FSA22420PWLHJ","⇒","A22FSA22420PWLEJ"]
["A22FSA22430GLH","⇒","A22FSA22430GLE"]
["A22FSA3241111GLH","⇒","A22FSA3241111GLE"]
["A22FSA32411HLH","⇒","A22FSA32411HLE"]
["A22FSA3LR121010PWLH","⇒","A22FSA3LR121010PWLE"]
["A22FSAE22411PWLH","⇒","A22FSAE22411PWLE"]
["A22FST220020PWLHJ","⇒","A22FST220020PWLEJ"]
["A22FST220020RLH","⇒","A22FST220020RLE"]
["A22FST310011OLH","⇒","A22FST310011OLE"]
["A22FST320011RLH","⇒","A22FST320011RLE"]
["A22FST320020RLH","⇒","A22FST320020RLE"]
["A22FT10002OLH","⇒","A22FT10002OLE"]
["A22FT10011GLH","⇒","A22FT10011GLE"]
["A22FT10011OLH","⇒","A22FT10011OLE"]
["A22FT10011RLH","⇒","A22FT10011RLE"]
["A22FT20001OLH","⇒","A22FT20001OLE"]
["A22FT20001YLH","⇒","A22FT20001YLE"]
["A22FT20010GLH","⇒","A22FT20010GLE"]
["A22FT20010PWLH","⇒","A22FT20010PWLE"]
["A22FT20010RLHJ","⇒","A22FT20010RLEJ"]
["A22FT20011GLH","⇒","A22FT20011GLE"]
["A22FT20011HLH","⇒","A22FT20011HLE"]
["A22FT20011RLH","⇒","A22FT20011RLE"]
["A22FTD10022GLHJ","⇒","A22FTD10022GLEJ"]
["A22FTEH20010YLH","⇒","A22FTEH20010YLE"]
["A22FTG10010GLH","⇒","A22FTG10010GLE"]
["A22FTG10010OLH","⇒","A22FTG10010OLE"]
["A22FTG10011GLH","⇒","A22FTG10011GLE"]
["A22FTG10011GLH","⇒","A22FTG10011GLE"]
["A22FTG10011HLH","⇒","A22FTG10011HLE"]
["A22FTG10011OLH","⇒","A22FTG10011OLE"]
["A22FTG10011OLH","⇒","A22FTG10011OLE"]
["A22FTG10011RLH","⇒","A22FTG10011RLE"]
["A22FTG20010GLH","⇒","A22FTG20010GLE"]
["A22FTG20010YLH","⇒","A22FTG20010YLE"]
["A22FTG20011GLH","⇒","A22FTG20011GLE"]
["A22FTG20011RLH","⇒","A22FTG20011RLE"]
["A22FTG20011WLH","⇒","A22FTG20011WLE"]
["A22FTG20022HLH","⇒","A22FTG20022HLE"]
["A22FTGB20011GLH","⇒","A22FTGB20011GLE"]
["A22FTGBE10020OLH","⇒","A22FTGBE10020OLE"]
["A22FTGH10010GLH","⇒","A22FTGH10010GLE"]
["A22FTGH10011HLH","⇒","A22FTGH10011HLE"]
["A22FTH10002HLH","⇒","A22FTH10002HLE"]
["A22FTH10010RLHJ","⇒","A22FTH10010RLEJ"]
["A22FTH10020YLH","⇒","A22FTH10020YLE"]
["A22FTH10022GLH","⇒","A22FTH10022GLE"]
["A22FTMSEH20020GLH","⇒","A22FTMSEH20020GLE"]
["A22ILA24GLH","⇒","A22ILA24GLE"]
["A22ILA24HLH","⇒","A22ILA24HLE"]
["A22ILA24OLH","⇒","A22ILA24OLE"]
["A22ILA24PWLH","⇒","A22ILA24PWLE"]
["A22ILA24RLH","⇒","A22ILA24RLE"]
["A22ILA24WLH","⇒","A22ILA24WLE"]
["A22ILA24YLH","⇒","A22ILA24YLE"]
["A22ILA6PWLH","⇒","A22ILA6PWLE"]
["A22ILA6WLH","⇒","A22ILA6WLE"]
["A22ILAE24GLH","⇒","A22ILAE24GLE"]
["A22ILAE24HLH","⇒","A22ILAE24HLE"]
["A22ILAE24PWLH","⇒","A22ILAE24PWLE"]
["A22ILAE24RLH","⇒","A22ILAE24RLE"]
["A22ILAE24YLH","⇒","A22ILAE24YLE"]
["A22ILAE6WLH","⇒","A22ILAE6WLE"]
["A22ILAF24GLH","⇒","A22ILAF24GLE"]
["A22ILAF24HLH","⇒","A22ILAF24HLE"]
["A22ILAF24PWLH","⇒","A22ILAF24PWLE"]
["A22ILAF24WLH","⇒","A22ILAF24WLE"]
["A22ILAF6CLH","⇒","A22ILAF6CLE"]
["A22ILAF6PWLH","⇒","A22ILAF6PWLE"]
["A22ILAFE24OLH","⇒","A22ILAFE24OLE"]
["A22ILAFE6WLH","⇒","A22ILAFE6WLE"]
["A22ILAQB24GLH","⇒","A22ILAQB24GLE"]
["A22ILAQB24PWLH","⇒","A22ILAQB24PWLE"]
["A22ILAQB24RLH","⇒","A22ILAQB24RLE"]
["A22ILAQWB24HLH","⇒","A22ILAQWB24HLE"]
["A22ILAQWB24PWLH","⇒","A22ILAQWB24PWLE"]
["A22ILAQWB24YLH","⇒","A22ILAQWB24YLE"]
["A22ILAS24GLH","⇒","A22ILAS24GLE"]
["A22ILASB24GLH","⇒","A22ILASB24GLE"]
["A22ILASB24HLH","⇒","A22ILASB24HLE"]
["A22ILASB24OLH","⇒","A22ILASB24OLE"]
["A22ILASB24PWLH","⇒","A22ILASB24PWLE"]
["A22ILASB24RLH","⇒","A22ILASB24RLE"]
["A22ILASB6PWLH","⇒","A22ILASB6PWLE"]
["A22ILASB6WLH","⇒","A22ILASB6WLE"]
["A22ILASW24GLH","⇒","A22ILASW24GLE"]
["A22ILASWB24HLH","⇒","A22ILASWB24HLE"]
["A22ILASWB6HLH","⇒","A22ILASWB6HLE"]
["A22ILASWB6RLH","⇒","A22ILASWB6RLE"]
["A22ILD100GLH","⇒","A22ILD100GLE"]
["A22ILD100OLH","⇒","A22ILD100OLE"]
["A22ILD100PWLH","⇒","A22ILD100PWLE"]
["A22ILD100RLH","⇒","A22ILD100RLE"]
["A22ILD100WLH","⇒","A22ILD100WLE"]
["A22ILD100YLH","⇒","A22ILD100YLE"]
["A22ILD110GLH","⇒","A22ILD110GLE"]
["A22ILD110RLH","⇒","A22ILD110RLE"]
["A22ILD110WLH","⇒","A22ILD110WLE"]
["A22ILD120GLH","⇒","A22ILD120GLE"]
["A22ILD120HLH","⇒","A22ILD120HLE"]
["A22ILD120PWLH","⇒","A22ILD120PWLE"]
["A22ILD120RLH","⇒","A22ILD120RLE"]
["A22ILD120YLH","⇒","A22ILD120YLE"]
["A22ILD125GLH","⇒","A22ILD125GLE"]
["A22ILD125RLH","⇒","A22ILD125RLE"]
["A22ILD200GLH","⇒","A22ILD200GLE"]
["A22ILD200HLH","⇒","A22ILD200HLE"]
["A22ILD200OLH","⇒","A22ILD200OLE"]
["A22ILD200PWLH","⇒","A22ILD200PWLE"]
["A22ILD200RLH","⇒","A22ILD200RLE"]
["A22ILD200WLH","⇒","A22ILD200WLE"]
["A22ILD200YLH","⇒","A22ILD200YLE"]
["A22ILD220GLH","⇒","A22ILD220GLE"]
["A22ILD220RLH","⇒","A22ILD220RLE"]
["A22ILD220WLH","⇒","A22ILD220WLE"]
["A22ILD220YLH","⇒","A22ILD220YLE"]
["A22ILD48RLH","⇒","A22ILD48RLE"]
["A22ILD48WLH","⇒","A22ILD48WLE"]
["A22ILDE100GLH","⇒","A22ILDE100GLE"]
["A22ILDE100HLH","⇒","A22ILDE100HLE"]
["A22ILDE100RLH","⇒","A22ILDE100RLE"]
["A22ILDE100WLH","⇒","A22ILDE100WLE"]
["A22ILDE200RLH","⇒","A22ILDE200RLE"]
["A22ILDE200WLH","⇒","A22ILDE200WLE"]
["A22ILDE200WLH(CCC)","⇒","A22ILDE200WLE(CCC)"]
["A22ILDF100GLH","⇒","A22ILDF100GLE"]
["A22ILDF100GLH(CCC)","⇒","A22ILDF100GLE(CCC)"]
["A22ILDF100OLH","⇒","A22ILDF100OLE"]
["A22ILDF100RLH","⇒","A22ILDF100RLE"]
["A22ILDF100RLH(CCC)","⇒","A22ILDF100RLE(CCC)"]
["A22ILDF100WLH","⇒","A22ILDF100WLE"]
["A22ILDF100YLH","⇒","A22ILDF100YLE"]
["A22ILDF125GLH","⇒","A22ILDF125GLE"]
["A22ILDF125PWLH","⇒","A22ILDF125PWLE"]
["A22ILDF125RLH","⇒","A22ILDF125RLE"]
["A22ILDF125YLH","⇒","A22ILDF125YLE"]
["A22ILDF200GLH","⇒","A22ILDF200GLE"]
["A22ILDF200OLH","⇒","A22ILDF200OLE"]
["A22ILDF200RLH","⇒","A22ILDF200RLE"]
["A22ILDF200WLH","⇒","A22ILDF200WLE"]
["A22ILDF200WLH(CCC)","⇒","A22ILDF200WLE(CCC)"]
["A22ILDF200YLH","⇒","A22ILDF200YLE"]
["A22ILDFE100OLH","⇒","A22ILDFE100OLE"]
["A22ILDQ200WLH","⇒","A22ILDQ200WLE"]
["A22ILDQB100GLH","⇒","A22ILDQB100GLE"]
["A22ILDQB100OLH","⇒","A22ILDQB100OLE"]
["A22ILDQB100RLH","⇒","A22ILDQB100RLE"]
["A22ILDQB200YLH","⇒","A22ILDQB200YLE"]
["A22ILDQW200WLH","⇒","A22ILDQW200WLE"]
["A22ILDQWB100GLH","⇒","A22ILDQWB100GLE"]
["A22ILDQWB100RLH","⇒","A22ILDQWB100RLE"]
["A22ILDSB100GLH","⇒","A22ILDSB100GLE"]
["A22ILDSB100PWLH","⇒","A22ILDSB100PWLE"]
["A22ILDSB100RLH","⇒","A22ILDSB100RLE"]
["A22ILDSB100WLH","⇒","A22ILDSB100WLE"]
["A22ILDSB200OLH","⇒","A22ILDSB200OLE"]
["A22ILDSB200RLH","⇒","A22ILDSB200RLE"]
["A22ILDSWB100GLH","⇒","A22ILDSWB100GLE"]
["A22ILDSWB100RLH","⇒","A22ILDSWB100RLE"]
["A22ILT100GLH","⇒","A22ILT100GLE"]
["A22ILT100HLH","⇒","A22ILT100HLE"]
["A22ILT100OLH","⇒","A22ILT100OLE"]
["A22ILT100PWLH","⇒","A22ILT100PWLE"]
["A22ILT100RLH","⇒","A22ILT100RLE"]
["A22ILT100WLH","⇒","A22ILT100WLE"]
["A22ILT100YLH","⇒","A22ILT100YLE"]
["A22ILT110GLH","⇒","A22ILT110GLE"]
["A22ILT110RLH","⇒","A22ILT110RLE"]
["A22ILT110WLH","⇒","A22ILT110WLE"]
["A22ILT110YLH","⇒","A22ILT110YLE"]
["A22ILT200GLH","⇒","A22ILT200GLE"]
["A22ILT200HLH","⇒","A22ILT200HLE"]
["A22ILT200OLH","⇒","A22ILT200OLE"]
["A22ILT200PWLH","⇒","A22ILT200PWLE"]
["A22ILT200RLH","⇒","A22ILT200RLE"]
["A22ILT200WLH","⇒","A22ILT200WLE"]
["A22ILT200YLH","⇒","A22ILT200YLE"]
["A22ILT240HLH","⇒","A22ILT240HLE"]
["A22ILT240RLH","⇒","A22ILT240RLE"]
["A22ILT240YLH","⇒","A22ILT240YLE"]
["A22ILT400PWLH","⇒","A22ILT400PWLE"]
["A22ILT400RLH","⇒","A22ILT400RLE"]
["A22ILT400WLH","⇒","A22ILT400WLE"]
["A22ILT400YLH","⇒","A22ILT400YLE"]
["A22ILTE100CLH","⇒","A22ILTE100CLE"]
["A22ILTE100GLH","⇒","A22ILTE100GLE"]
["A22ILTE100HLH","⇒","A22ILTE100HLE"]
["A22ILTE100OLH","⇒","A22ILTE100OLE"]
["A22ILTE100PWLH","⇒","A22ILTE100PWLE"]
["A22ILTE100RLH","⇒","A22ILTE100RLE"]
["A22ILTE100WLH","⇒","A22ILTE100WLE"]
["A22ILTE200GLH","⇒","A22ILTE200GLE"]
["A22ILTE200OLH","⇒","A22ILTE200OLE"]
["A22ILTE200PWLH","⇒","A22ILTE200PWLE"]
["A22ILTE200RLH","⇒","A22ILTE200RLE"]
["A22ILTE200WLH","⇒","A22ILTE200WLE"]
["A22ILTE240WLH","⇒","A22ILTE240WLE"]
["A22ILTE400WLH","⇒","A22ILTE400WLE"]
["A22ILTF100GLH","⇒","A22ILTF100GLE"]
["A22ILTF100OLH","⇒","A22ILTF100OLE"]
["A22ILTF100RLH","⇒","A22ILTF100RLE"]
["A22ILTF110GLH","⇒","A22ILTF110GLE"]
["A22ILTF110HLH","⇒","A22ILTF110HLE"]
["A22ILTF110PWLH","⇒","A22ILTF110PWLE"]
["A22ILTF110RLH","⇒","A22ILTF110RLE"]
["A22ILTF200GLH","⇒","A22ILTF200GLE"]
["A22ILTF200HLH","⇒","A22ILTF200HLE"]
["A22ILTF200OLH","⇒","A22ILTF200OLE"]
["A22ILTF200RLH","⇒","A22ILTF200RLE"]
["A22ILTF220PWLH","⇒","A22ILTF220PWLE"]
["A22ILTFE100GLH","⇒","A22ILTFE100GLE"]
["A22ILTFE100HLH","⇒","A22ILTFE100HLE"]
["A22ILTFE100OLH","⇒","A22ILTFE100OLE"]
["A22ILTFE100RLH","⇒","A22ILTFE100RLE"]
["A22ILTFE200GLH","⇒","A22ILTFE200GLE"]
["A22ILTFE200HLH","⇒","A22ILTFE200HLE"]
["A22ILTFE200OLH","⇒","A22ILTFE200OLE"]
["A22ILTFE200PWLH","⇒","A22ILTFE200PWLE"]
["A22ILTFE200RLH","⇒","A22ILTFE200RLE"]
["A22ILTFE200WLH","⇒","A22ILTFE200WLE"]
["A22ILTQ100OLH","⇒","A22ILTQ100OLE"]
["A22ILTQ100PWLH","⇒","A22ILTQ100PWLE"]
["A22ILTQ100RLH","⇒","A22ILTQ100RLE"]
["A22ILTQ200PWLH","⇒","A22ILTQ200PWLE"]
["A22ILTQ200RLH","⇒","A22ILTQ200RLE"]
["A22ILTQB100HLH","⇒","A22ILTQB100HLE"]
["A22ILTQB100WLH","⇒","A22ILTQB100WLE"]
["A22ILTQB200GLH","⇒","A22ILTQB200GLE"]
["A22ILTQB200RLH","⇒","A22ILTQB200RLE"]
["A22ILTQB200WLH","⇒","A22ILTQB200WLE"]
["A22ILTS100GLH","⇒","A22ILTS100GLE"]
["A22ILTS100HLH","⇒","A22ILTS100HLE"]
["A22ILTS100OLH","⇒","A22ILTS100OLE"]
["A22ILTS100RLH","⇒","A22ILTS100RLE"]
["A22ILTS200OLH","⇒","A22ILTS200OLE"]
["A22ILTS200RLH","⇒","A22ILTS200RLE"]
["A22ILTS200WLH","⇒","A22ILTS200WLE"]
["A22ILTSB100HLH","⇒","A22ILTSB100HLE"]
["A22ILTSB100OLH","⇒","A22ILTSB100OLE"]
["A22ILTSB100PWLH","⇒","A22ILTSB100PWLE"]
["A22ILTSB100WLH","⇒","A22ILTSB100WLE"]
["A22ILTSB200GLH","⇒","A22ILTSB200GLE"]
["A22ILTSB200HLH","⇒","A22ILTSB200HLE"]
["A22ILTSB200OLH","⇒","A22ILTSB200OLE"]
["A22ILTSB200PWLH","⇒","A22ILTSB200PWLE"]
["A22ILTSB200RLH","⇒","A22ILTSB200RLE"]
["A22ILTSB200WLH","⇒","A22ILTSB200WLE"]
["A22ILTSB200YLH","⇒","A22ILTSB200YLE"]
["A22ILTSB400PWLH","⇒","A22ILTSB400PWLE"]
["A22ILTSW200WLH","⇒","A22ILTSW200WLE"]
["A22ILTSWB100OLH","⇒","A22ILTSWB100OLE"]
["A22ILTSWB100WLH","⇒","A22ILTSWB100WLE"]
["A22ILTSWB200OLH","⇒","A22ILTSWB200OLE"]
["A22ILTSWB200WLH","⇒","A22ILTSWB200WLE"]
["A25FA2401GLH","⇒","A25FA2401GLE"]
["A25FA2401HLH","⇒","A25FA2401HLE"]
["A25FA2401RLH","⇒","A25FA2401RLE"]
["A25FA2410GLH","⇒","A25FA2410GLE"]
["A25FA2410GLHJ","⇒","A25FA2410GLEJ"]
["A25FA2410HLH","⇒","A25FA2410HLE"]
["A25FA2410HLHJ","⇒","A25FA2410HLEJ"]
["A25FA2410OLH","⇒","A25FA2410OLE"]
["A25FA2410RLH","⇒","A25FA2410RLE"]
["A25FA2410WLH","⇒","A25FA2410WLE"]
["A25FA2410WLHJ","⇒","A25FA2410WLEJ"]
["A25FA2411GLH","⇒","A25FA2411GLE"]
["A25FA2411GLHJ","⇒","A25FA2411GLEJ"]
["A25FA2411HLH","⇒","A25FA2411HLE"]
["A25FA2411RLH","⇒","A25FA2411RLE"]
["A25FA2411RLHJ","⇒","A25FA2411RLEJ"]
["A25FA2411WLH","⇒","A25FA2411WLE"]
["A25FA2420PWLH","⇒","A25FA2420PWLE"]
["A25FA2420WLHJ","⇒","A25FA2420WLEJ"]
["A25FAD2410HLH","⇒","A25FAD2410HLE"]
["A25FAE2401GLH","⇒","A25FAE2401GLE"]
["A25FAE2410GLH","⇒","A25FAE2410GLE"]
["A25FAE2410GLHJ","⇒","A25FAE2410GLEJ"]
["A25FAE2410RLH","⇒","A25FAE2410RLE"]
["A25FAG2401GLHJ","⇒","A25FAG2401GLEJ"]
["A25FAG2401HLHJ","⇒","A25FAG2401HLEJ"]
["A25FAG2401PWLHJ","⇒","A25FAG2401PWLEJ"]
["A25FAG2401RLH","⇒","A25FAG2401RLE"]
["A25FAG2401RLHJ","⇒","A25FAG2401RLEJ"]
["A25FAG2410GLH","⇒","A25FAG2410GLE"]
["A25FAG2410GLHJ","⇒","A25FAG2410GLEJ"]
["A25FAG2410HLHJ","⇒","A25FAG2410HLEJ"]
["A25FAG2410OLHJ","⇒","A25FAG2410OLEJ"]
["A25FAG2410PWLH","⇒","A25FAG2410PWLE"]
["A25FAG2410PWLHJ","⇒","A25FAG2410PWLEJ"]
["A25FAG2410RLH","⇒","A25FAG2410RLE"]
["A25FAG2410RLHJ","⇒","A25FAG2410RLEJ"]
["A25FAG2410WLH","⇒","A25FAG2410WLE"]
["A25FAG2410YLH","⇒","A25FAG2410YLE"]
["A25FAG2410YLHJ","⇒","A25FAG2410YLEJ"]
["A25FAG2411GLH","⇒","A25FAG2411GLE"]
["A25FAG2411HLH","⇒","A25FAG2411HLE"]
["A25FAG2411OLH","⇒","A25FAG2411OLE"]
["A25FAG2411OLHJ","⇒","A25FAG2411OLEJ"]
["A25FAG2411PWLH","⇒","A25FAG2411PWLE"]
["A25FAG2411RLH","⇒","A25FAG2411RLE"]
["A25FAG2411YLH","⇒","A25FAG2411YLE"]
["A25FAG2420PWLH","⇒","A25FAG2420PWLE"]
["A25FAGB2410HLHJ","⇒","A25FAGB2410HLEJ"]
["A25FAGB2420GLH","⇒","A25FAGB2420GLE"]
["A25FAGB2420HLH","⇒","A25FAGB2420HLE"]
["A25FAGB2420RLH","⇒","A25FAGB2420RLE"]
["A25FAGB604OLH","⇒","A25FAGB604OLE"]
["A25FAGB611GLH","⇒","A25FAGB611GLE"]
["A25FAGB611OLH","⇒","A25FAGB611OLE"]
["A25FAGB611RLH","⇒","A25FAGB611RLE"]
["A25FAGH2410GLH","⇒","A25FAGH2410GLE"]
["A25FAGH2410GLHJ","⇒","A25FAGH2410GLEJ"]
["A25FAGH2410HLH","⇒","A25FAGH2410HLE"]
["A25FAGH2410OLHJ","⇒","A25FAGH2410OLEJ"]
["A25FAGH2410PWLHJ","⇒","A25FAGH2410PWLEJ"]
["A25FAGH2410RLH","⇒","A25FAGH2410RLE"]
["A25FAGH2410RLHJ","⇒","A25FAGH2410RLEJ"]
["A25FAGH2410WLHJ","⇒","A25FAGH2410WLEJ"]
["A25FAGH2411PWLHJ","⇒","A25FAGH2411PWLEJ"]
["A25FAGH2411RLH","⇒","A25FAGH2411RLE"]
["A25FAH2410HLH","⇒","A25FAH2410HLE"]
["A25FAH2411HLH","⇒","A25FAH2411HLE"]
["A25FAM2410RLH","⇒","A25FAM2410RLE"]
["A25FAM2411RLH","⇒","A25FAM2411RLE"]
["A25FD10001GLH","⇒","A25FD10001GLE"]
["A25FD10010OLH","⇒","A25FD10010OLE"]
["A25FD10010RLH","⇒","A25FD10010RLE"]
["A25FD10010YLH","⇒","A25FD10010YLE"]
["A25FD10011GLH","⇒","A25FD10011GLE"]
["A25FD10011GLHJ","⇒","A25FD10011GLEJ"]
["A25FD10011HLH","⇒","A25FD10011HLE"]
["A25FD10011RLH","⇒","A25FD10011RLE"]
["A25FD10011RLHJ","⇒","A25FD10011RLEJ"]
["A25FD20001RLH","⇒","A25FD20001RLE"]
["A25FD20011GLH","⇒","A25FD20011GLE"]
["A25FD20011OLH","⇒","A25FD20011OLE"]
["A25FD20011RLH","⇒","A25FD20011RLE"]
["A25FDE10001GLH","⇒","A25FDE10001GLE"]
["A25FDE10010RLH","⇒","A25FDE10010RLE"]
["A25FDE10010WLH","⇒","A25FDE10010WLE"]
["A25FDE20001RLH","⇒","A25FDE20001RLE"]
["A25FDE20010GLH","⇒","A25FDE20010GLE"]
["A25FDG10001OLH","⇒","A25FDG10001OLE"]
["A25FDG10010RLH","⇒","A25FDG10010RLE"]
["A25FDG10011GLH","⇒","A25FDG10011GLE"]
["A25FDG10011HLH","⇒","A25FDG10011HLE"]
["A25FDG10011OLH","⇒","A25FDG10011OLE"]
["A25FDG10011RLH","⇒","A25FDG10011RLE"]
["A25FDG10011WLH","⇒","A25FDG10011WLE"]
["A25FDG10011YLH","⇒","A25FDG10011YLE"]
["A25FDG10020GLH","⇒","A25FDG10020GLE"]
["A25FDG10020RLH","⇒","A25FDG10020RLE"]
["A25FDG20010RLH","⇒","A25FDG20010RLE"]
["A25FDG20011GLH","⇒","A25FDG20011GLE"]
["A25FDG20011HLH","⇒","A25FDG20011HLE"]
["A25FDG20011OLH","⇒","A25FDG20011OLE"]
["A25FDG20011RLH","⇒","A25FDG20011RLE"]
["A25FDG20011RLHJ","⇒","A25FDG20011RLEJ"]
["A25FDG20011WLH","⇒","A25FDG20011WLE"]
["A25FDG20011YLH","⇒","A25FDG20011YLE"]
["A25FDGB10010GLHJ","⇒","A25FDGB10010GLEJ"]
["A25FDGB10010RLHJ","⇒","A25FDGB10010RLEJ"]
["A25FDGB10010WLHJ","⇒","A25FDGB10010WLEJ"]
["A25FDGB10011GLH","⇒","A25FDGB10011GLE"]
["A25FDGB20040GLHJ","⇒","A25FDGB20040GLEJ"]
["A25FDGBH20040GLHJ","⇒","A25FDGBH20040GLEJ"]
["A25FDGH20020GLH","⇒","A25FDGH20020GLE"]
["A25FDH10011HLH","⇒","A25FDH10011HLE"]
["A25FDH10011WLH","⇒","A25FDH10011WLE"]
["A25FDM10011RLH","⇒","A25FDM10011RLE"]
["A25FDM20011RLH","⇒","A25FDM20011RLE"]
["A25FSA22410PWLHVJ","⇒","A25FSA22410PWLEVJ"]
["A25FSA22411PWLHJ","⇒","A25FSA22411PWLEJ"]
["A25FSA22411PWLHVJ","⇒","A25FSA22411PWLEVJ"]
["A25FSA22411YLH","⇒","A25FSA22411YLE"]
["A25FSA22420PWLHVJ","⇒","A25FSA22420PWLEVJ"]
["A25FSA22420WLHJ","⇒","A25FSA22420WLEJ"]
["A25FSA22420WLHVJ","⇒","A25FSA22420WLEVJ"]
["A25FSA32411PWLH","⇒","A25FSA32411PWLE"]
["A25FSA32411RLH","⇒","A25FSA32411RLE"]
["A25FSA32422RLH","⇒","A25FSA32422RLE"]
["A25FSA3LR2411GLHJ","⇒","A25FSA3LR2411GLEJ"]
["A25FSAE22410HLH","⇒","A25FSAE22410HLE"]
["A25FSAE32411GLH","⇒","A25FSAE32411GLE"]
["A25FST210010OLH","⇒","A25FST210010OLE"]
["A25FST210010OLHJ","⇒","A25FST210010OLEJ"]
["A25FST220010HLH","⇒","A25FST220010HLE"]
["A25FST220010PWLHJ","⇒","A25FST220010PWLEJ"]
["A25FST2L10010PWLH","⇒","A25FST2L10010PWLE"]
["A25FST310011HLH","⇒","A25FST310011HLE"]
["A25FST310011PWLH","⇒","A25FST310011PWLE"]
["A25FST310011PWLHVJ","⇒","A25FST310011PWLEVJ"]
["A25FST320011RLH","⇒","A25FST320011RLE"]
["A25FT10001GLH","⇒","A25FT10001GLE"]
["A25FT10001GLHJ","⇒","A25FT10001GLEJ"]
["A25FT10001HLH","⇒","A25FT10001HLE"]
["A25FT10001OLH","⇒","A25FT10001OLE"]
["A25FT10010GLH","⇒","A25FT10010GLE"]
["A25FT10010HLH","⇒","A25FT10010HLE"]
["A25FT10010OLH","⇒","A25FT10010OLE"]
["A25FT10010RLH","⇒","A25FT10010RLE"]
["A25FT10010RLHJ","⇒","A25FT10010RLEJ"]
["A25FT10011GLH","⇒","A25FT10011GLE"]
["A25FT20001RLH","⇒","A25FT20001RLE"]
["A25FT20010GLH","⇒","A25FT20010GLE"]
["A25FT20010GLHJ","⇒","A25FT20010GLEJ"]
["A25FT20010HLH","⇒","A25FT20010HLE"]
["A25FT20010HLHJ","⇒","A25FT20010HLEJ"]
["A25FT20010RLH","⇒","A25FT20010RLE"]
["A25FT20010RLHJ","⇒","A25FT20010RLEJ"]
["A25FT20010WLH","⇒","A25FT20010WLE"]
["A25FT20010WLHJ","⇒","A25FT20010WLEJ"]
["A25FT20010YLH","⇒","A25FT20010YLE"]
["A25FT20011GLH","⇒","A25FT20011GLE"]
["A25FT20011GLHJ","⇒","A25FT20011GLEJ"]
["A25FT20011HLH","⇒","A25FT20011HLE"]
["A25FT20011HLHJ","⇒","A25FT20011HLEJ"]
["A25FT20011OLH","⇒","A25FT20011OLE"]
["A25FT20011RLH","⇒","A25FT20011RLE"]
["A25FT20011RLHJ","⇒","A25FT20011RLEJ"]
["A25FT20011WLHJ","⇒","A25FT20011WLEJ"]
["A25FT20020RLH","⇒","A25FT20020RLE"]
["A25FT20022GLH","⇒","A25FT20022GLE"]
["A25FT20022RLH","⇒","A25FT20022RLE"]
["A25FTE10010PWLH","⇒","A25FTE10010PWLE"]
["A25FTE20010OLH","⇒","A25FTE20010OLE"]
["A25FTE20010PWLH","⇒","A25FTE20010PWLE"]
["A25FTE20010WLH","⇒","A25FTE20010WLE"]
["A25FTEH20010GLHJ","⇒","A25FTEH20010GLEJ"]
["A25FTG10010GLH","⇒","A25FTG10010GLE"]
["A25FTG10010GLHJ","⇒","A25FTG10010GLEJ"]
["A25FTG10010HLH","⇒","A25FTG10010HLE"]
["A25FTG10010OLHJ","⇒","A25FTG10010OLEJ"]
["A25FTG10010PWLH","⇒","A25FTG10010PWLE"]
["A25FTG10010PWLHJ","⇒","A25FTG10010PWLEJ"]
["A25FTG10011GLH","⇒","A25FTG10011GLE"]
["A25FTG10011HLH","⇒","A25FTG10011HLE"]
["A25FTG10011RLH","⇒","A25FTG10011RLE"]
["A25FTG10022OLH","⇒","A25FTG10022OLE"]
["A25FTG10022RLH","⇒","A25FTG10022RLE"]
["A25FTG10022WLHJ","⇒","A25FTG10022WLEJ"]
["A25FTG20001GLH","⇒","A25FTG20001GLE"]
["A25FTG20010OLHJ","⇒","A25FTG20010OLEJ"]
["A25FTG20010RLH","⇒","A25FTG20010RLE"]
["A25FTG20011GLH","⇒","A25FTG20011GLE"]
["A25FTG20011GLHJ","⇒","A25FTG20011GLEJ"]
["A25FTG20011HLH","⇒","A25FTG20011HLE"]
["A25FTG20011HLHJ","⇒","A25FTG20011HLEJ"]
["A25FTG20011RLH","⇒","A25FTG20011RLE"]
["A25FTG20011WLH","⇒","A25FTG20011WLE"]
["A25FTG20011WLHJ","⇒","A25FTG20011WLEJ"]
["A25FTG20020GLH","⇒","A25FTG20020GLE"]
["A25FTG20033GLH","⇒","A25FTG20033GLE"]
["A25FTGB10011GLH","⇒","A25FTGB10011GLE"]
["A25FTGB10011OLH","⇒","A25FTGB10011OLE"]
["A25FTGB10011RLH","⇒","A25FTGB10011RLE"]
["A25FTGB20001GLHJ","⇒","A25FTGB20001GLEJ"]
["A25FTGB20010GLH","⇒","A25FTGB20010GLE"]
["A25FTGB20010RLHJ","⇒","A25FTGB20010RLEJ"]
["A25FTGH20011GLH","⇒","A25FTGH20011GLE"]
["A25FTH10010HLH","⇒","A25FTH10010HLE"]
["A25FTH10011HLH","⇒","A25FTH10011HLE"]
["A25FTH10020HLH","⇒","A25FTH10020HLE"]
["A25FTH20010HLH","⇒","A25FTH20010HLE"]
["A25FTH20011HLH","⇒","A25FTH20011HLE"]
["A25FTH20011OLH","⇒","A25FTH20011OLE"]
["A25FTH20020HLH","⇒","A25FTH20020HLE"]
["A25FTM10002RLH","⇒","A25FTM10002RLE"]
["A25FTM20001RLH","⇒","A25FTM20001RLE"]
["A25FTM20002RLH","⇒","A25FTM20002RLE"]
["A25FTM20011RLH","⇒","A25FTM20011RLE"]
["A25ILA12GLH","⇒","A25ILA12GLE"]
["A25ILA12HLH","⇒","A25ILA12HLE"]
["A25ILA12OLH","⇒","A25ILA12OLE"]
["A25ILA12RLH","⇒","A25ILA12RLE"]
["A25ILA12WLH","⇒","A25ILA12WLE"]
["A25ILA15RLH","⇒","A25ILA15RLE"]
["A25ILA24CLH","⇒","A25ILA24CLE"]
["A25ILA24GLH","⇒","A25ILA24GLE"]
["A25ILA24HLH","⇒","A25ILA24HLE"]
["A25ILA24OLH","⇒","A25ILA24OLE"]
["A25ILA24PWLH","⇒","A25ILA24PWLE"]
["A25ILA24RLH","⇒","A25ILA24RLE"]
["A25ILA24WLH","⇒","A25ILA24WLE"]
["A25ILA24YLH","⇒","A25ILA24YLE"]
["A25ILA6HLH","⇒","A25ILA6HLE"]
["A25ILA6PWLH","⇒","A25ILA6PWLE"]
["A25ILA6RLH","⇒","A25ILA6RLE"]
["A25ILA6WLH","⇒","A25ILA6WLE"]
["A25ILAE12HLH","⇒","A25ILAE12HLE"]
["A25ILAE24GLH","⇒","A25ILAE24GLE"]
["A25ILAE24PWLH","⇒","A25ILAE24PWLE"]
["A25ILAE24RLH","⇒","A25ILAE24RLE"]
["A25ILAE24WLH","⇒","A25ILAE24WLE"]
["A25ILAE24YLH","⇒","A25ILAE24YLE"]
["A25ILAF12GLH","⇒","A25ILAF12GLE"]
["A25ILAF12RLH","⇒","A25ILAF12RLE"]
["A25ILAF24HLH","⇒","A25ILAF24HLE"]
["A25ILAF24PWLH","⇒","A25ILAF24PWLE"]
["A25ILAFE24GLH","⇒","A25ILAFE24GLE"]
["A25ILAQ6WLH","⇒","A25ILAQ6WLE"]
["A25ILAQB24GLH","⇒","A25ILAQB24GLE"]
["A25ILAQB24HLH","⇒","A25ILAQB24HLE"]
["A25ILAQB24OLH","⇒","A25ILAQB24OLE"]
["A25ILAQB24PWLH","⇒","A25ILAQB24PWLE"]
["A25ILAQB24RLH","⇒","A25ILAQB24RLE"]
["A25ILAQB24WLH","⇒","A25ILAQB24WLE"]
["A25ILAQB6HLH","⇒","A25ILAQB6HLE"]
["A25ILAQB6PWLH","⇒","A25ILAQB6PWLE"]
["A25ILAQB6WLH","⇒","A25ILAQB6WLE"]
["A25ILAQWB24HLH","⇒","A25ILAQWB24HLE"]
["A25ILAQWB24OLH","⇒","A25ILAQWB24OLE"]
["A25ILAQWB24PWLH","⇒","A25ILAQWB24PWLE"]
["A25ILAQWB6PWLH","⇒","A25ILAQWB6PWLE"]
["A25ILAS24GLH","⇒","A25ILAS24GLE"]
["A25ILAS24RLH","⇒","A25ILAS24RLE"]
["A25ILAS24WLH","⇒","A25ILAS24WLE"]
["A25ILAS6WLH","⇒","A25ILAS6WLE"]
["A25ILASB24GLH","⇒","A25ILASB24GLE"]
["A25ILASB24HLH","⇒","A25ILASB24HLE"]
["A25ILASB24OLH","⇒","A25ILASB24OLE"]
["A25ILASB24PWLH","⇒","A25ILASB24PWLE"]
["A25ILASB24RLH","⇒","A25ILASB24RLE"]
["A25ILASB24WLH","⇒","A25ILASB24WLE"]
["A25ILASB24YLH","⇒","A25ILASB24YLE"]
["A25ILASB6GLH","⇒","A25ILASB6GLE"]
["A25ILASB6OLH28","⇒","A25ILASB6OLE28"]
["A25ILASB6PWLH","⇒","A25ILASB6PWLE"]
["A25ILASB6PWLH28","⇒","A25ILASB6PWLE28"]
["A25ILASB6RLH","⇒","A25ILASB6RLE"]
["A25ILASB6WLH","⇒","A25ILASB6WLE"]
["A25ILASB6WLH28","⇒","A25ILASB6WLE28"]
["A25ILASW6WLH","⇒","A25ILASW6WLE"]
["A25ILASWB24HLH","⇒","A25ILASWB24HLE"]
["A25ILASWB24OLH","⇒","A25ILASWB24OLE"]
["A25ILASWB24PWLH","⇒","A25ILASWB24PWLE"]
["A25ILASWB24RLH","⇒","A25ILASWB24RLE"]
["A25ILASWB24WLH","⇒","A25ILASWB24WLE"]
["A25ILASWB6GLH","⇒","A25ILASWB6GLE"]
["A25ILASWB6HLH","⇒","A25ILASWB6HLE"]
["A25ILASWB6RLH","⇒","A25ILASWB6RLE"]
["A25ILD100GLH","⇒","A25ILD100GLE"]
["A25ILD100HLH","⇒","A25ILD100HLE"]
["A25ILD100OLH","⇒","A25ILD100OLE"]
["A25ILD100PWLH","⇒","A25ILD100PWLE"]
["A25ILD100RLH","⇒","A25ILD100RLE"]
["A25ILD100WLH","⇒","A25ILD100WLE"]
["A25ILD110GLH","⇒","A25ILD110GLE"]
["A25ILD110OLH","⇒","A25ILD110OLE"]
["A25ILD110RLH","⇒","A25ILD110RLE"]
["A25ILD110WLH","⇒","A25ILD110WLE"]
["A25ILD110YLH","⇒","A25ILD110YLE"]
["A25ILD120OLH","⇒","A25ILD120OLE"]
["A25ILD125GLH","⇒","A25ILD125GLE"]
["A25ILD125PWLH","⇒","A25ILD125PWLE"]
["A25ILD125RLH","⇒","A25ILD125RLE"]
["A25ILD200GLH","⇒","A25ILD200GLE"]
["A25ILD200OLH","⇒","A25ILD200OLE"]
["A25ILD200RLH","⇒","A25ILD200RLE"]
["A25ILD200WLH","⇒","A25ILD200WLE"]
["A25ILD200YLH","⇒","A25ILD200YLE"]
["A25ILD48GLH","⇒","A25ILD48GLE"]
["A25ILD48RLH","⇒","A25ILD48RLE"]
["A25ILD48WLH","⇒","A25ILD48WLE"]
["A25ILDE100GLH","⇒","A25ILDE100GLE"]
["A25ILDE100OLH","⇒","A25ILDE100OLE"]
["A25ILDE100RLH","⇒","A25ILDE100RLE"]
["A25ILDE100WLH","⇒","A25ILDE100WLE"]
["A25ILDE200GLH","⇒","A25ILDE200GLE"]
["A25ILDE200RLH","⇒","A25ILDE200RLE"]
["A25ILDE200WLH","⇒","A25ILDE200WLE"]
["A25ILDF100RLH","⇒","A25ILDF100RLE"]
["A25ILDF200GLH","⇒","A25ILDF200GLE"]
["A25ILDF200RLH","⇒","A25ILDF200RLE"]
["A25ILDQ100GLH","⇒","A25ILDQ100GLE"]
["A25ILDQ100RLH","⇒","A25ILDQ100RLE"]
["A25ILDQ100WLH","⇒","A25ILDQ100WLE"]
["A25ILDQ200GLH","⇒","A25ILDQ200GLE"]
["A25ILDQ200RLH","⇒","A25ILDQ200RLE"]
["A25ILDQ200WLH","⇒","A25ILDQ200WLE"]
["A25ILDQB100GLH","⇒","A25ILDQB100GLE"]
["A25ILDQB100HLH","⇒","A25ILDQB100HLE"]
["A25ILDQB100PWLH","⇒","A25ILDQB100PWLE"]
["A25ILDQB100RLH","⇒","A25ILDQB100RLE"]
["A25ILDQB100WLH","⇒","A25ILDQB100WLE"]
["A25ILDQB100YLH","⇒","A25ILDQB100YLE"]
["A25ILDQB120WLH","⇒","A25ILDQB120WLE"]
["A25ILDQB200GLH","⇒","A25ILDQB200GLE"]
["A25ILDQB200PWLH","⇒","A25ILDQB200PWLE"]
["A25ILDQB200RLH","⇒","A25ILDQB200RLE"]
["A25ILDQB200WLH","⇒","A25ILDQB200WLE"]
["A25ILDQB48GLH","⇒","A25ILDQB48GLE"]
["A25ILDQB48OLH","⇒","A25ILDQB48OLE"]
["A25ILDQB48RLH","⇒","A25ILDQB48RLE"]
["A25ILDQB48WLH","⇒","A25ILDQB48WLE"]
["A25ILDQW100GLH","⇒","A25ILDQW100GLE"]
["A25ILDQW100OLH","⇒","A25ILDQW100OLE"]
["A25ILDQW100RLH","⇒","A25ILDQW100RLE"]
["A25ILDQW100WLH","⇒","A25ILDQW100WLE"]
["A25ILDQWB100GLH","⇒","A25ILDQWB100GLE"]
["A25ILDQWB100OLH","⇒","A25ILDQWB100OLE"]
["A25ILDQWB100RLH","⇒","A25ILDQWB100RLE"]
["A25ILDQWB100WLH","⇒","A25ILDQWB100WLE"]
["A25ILDS100GLH","⇒","A25ILDS100GLE"]
["A25ILDS100RLH","⇒","A25ILDS100RLE"]
["A25ILDS100WLH","⇒","A25ILDS100WLE"]
["A25ILDS200GLH","⇒","A25ILDS200GLE"]
["A25ILDS200RLH","⇒","A25ILDS200RLE"]
["A25ILDS200WLH","⇒","A25ILDS200WLE"]
["A25ILDS200YLH","⇒","A25ILDS200YLE"]
["A25ILDSB100CLH","⇒","A25ILDSB100CLE"]
["A25ILDSB100GLH","⇒","A25ILDSB100GLE"]
["A25ILDSB100OLH","⇒","A25ILDSB100OLE"]
["A25ILDSB100PWLH","⇒","A25ILDSB100PWLE"]
["A25ILDSB100RLH","⇒","A25ILDSB100RLE"]
["A25ILDSB100WLH","⇒","A25ILDSB100WLE"]
["A25ILDSB200GLH","⇒","A25ILDSB200GLE"]
["A25ILDSB200PWLH","⇒","A25ILDSB200PWLE"]
["A25ILDSB200RLH","⇒","A25ILDSB200RLE"]
["A25ILDSB200WLH","⇒","A25ILDSB200WLE"]
["A25ILDSB48RLH","⇒","A25ILDSB48RLE"]
["A25ILDSW200GLH","⇒","A25ILDSW200GLE"]
["A25ILDSW200RLH","⇒","A25ILDSW200RLE"]
["A25ILDSW200WLH","⇒","A25ILDSW200WLE"]
["A25ILDSWB100GLH","⇒","A25ILDSWB100GLE"]
["A25ILDSWB100OLH","⇒","A25ILDSWB100OLE"]
["A25ILDSWB100RLH","⇒","A25ILDSWB100RLE"]
["A25ILDSWB100WLH","⇒","A25ILDSWB100WLE"]
["A25ILDSWB200RLH","⇒","A25ILDSWB200RLE"]
["A25ILDSWB200WLH","⇒","A25ILDSWB200WLE"]
["A25ILT100CLH","⇒","A25ILT100CLE"]
["A25ILT100GLH","⇒","A25ILT100GLE"]
["A25ILT100HLH","⇒","A25ILT100HLE"]
["A25ILT100OLH","⇒","A25ILT100OLE"]
["A25ILT100PWLH","⇒","A25ILT100PWLE"]
["A25ILT100RLH","⇒","A25ILT100RLE"]
["A25ILT100WLH","⇒","A25ILT100WLE"]
["A25ILT100YLH","⇒","A25ILT100YLE"]
["A25ILT110HLH","⇒","A25ILT110HLE"]
["A25ILT110WLH","⇒","A25ILT110WLE"]
["A25ILT120PWLH","⇒","A25ILT120PWLE"]
["A25ILT120WLH","⇒","A25ILT120WLE"]
["A25ILT200CLH","⇒","A25ILT200CLE"]
["A25ILT200GLH","⇒","A25ILT200GLE"]
["A25ILT200HLH","⇒","A25ILT200HLE"]
["A25ILT200OLH","⇒","A25ILT200OLE"]
["A25ILT200PWLH","⇒","A25ILT200PWLE"]
["A25ILT200RLH","⇒","A25ILT200RLE"]
["A25ILT200WLH","⇒","A25ILT200WLE"]
["A25ILT200YLH","⇒","A25ILT200YLE"]
["A25ILT220GLH","⇒","A25ILT220GLE"]
["A25ILT220OLH","⇒","A25ILT220OLE"]
["A25ILT220RLH","⇒","A25ILT220RLE"]
["A25ILT220WLH","⇒","A25ILT220WLE"]
["A25ILT230CLH","⇒","A25ILT230CLE"]
["A25ILT230GLH","⇒","A25ILT230GLE"]
["A25ILT230OLH","⇒","A25ILT230OLE"]
["A25ILT230PWLH","⇒","A25ILT230PWLE"]
["A25ILT230RLH","⇒","A25ILT230RLE"]
["A25ILT230WLH","⇒","A25ILT230WLE"]
["A25ILT230YLH","⇒","A25ILT230YLE"]
["A25ILT240GLH","⇒","A25ILT240GLE"]
["A25ILT240OLH","⇒","A25ILT240OLE"]
["A25ILT240RLH","⇒","A25ILT240RLE"]
["A25ILT240WLH","⇒","A25ILT240WLE"]
["A25ILT400CLH","⇒","A25ILT400CLE"]
["A25ILT400GLH","⇒","A25ILT400GLE"]
["A25ILT400OLH","⇒","A25ILT400OLE"]
["A25ILT400PWLH","⇒","A25ILT400PWLE"]
["A25ILT400RLH","⇒","A25ILT400RLE"]
["A25ILT400WLH","⇒","A25ILT400WLE"]
["A25ILT480/24CLH","⇒","A25ILT480/24CLE"]
["A25ILTE100GLH","⇒","A25ILTE100GLE"]
["A25ILTE100HLH","⇒","A25ILTE100HLE"]
["A25ILTE100OLH","⇒","A25ILTE100OLE"]
["A25ILTE100PWLH","⇒","A25ILTE100PWLE"]
["A25ILTE100RLH","⇒","A25ILTE100RLE"]
["A25ILTE100WLH","⇒","A25ILTE100WLE"]
["A25ILTE100YLH","⇒","A25ILTE100YLE"]
["A25ILTE200GLH","⇒","A25ILTE200GLE"]
["A25ILTE200HLH","⇒","A25ILTE200HLE"]
["A25ILTE200OLH","⇒","A25ILTE200OLE"]
["A25ILTE200PWLH","⇒","A25ILTE200PWLE"]
["A25ILTE200RLH","⇒","A25ILTE200RLE"]
["A25ILTE200WLH","⇒","A25ILTE200WLE"]
["A25ILTE200YLH","⇒","A25ILTE200YLE"]
["A25ILTE400PWLH","⇒","A25ILTE400PWLE"]
["A25ILTE400WLH","⇒","A25ILTE400WLE"]
["A25ILTF100WLH","⇒","A25ILTF100WLE"]
["A25ILTF200HLH","⇒","A25ILTF200HLE"]
["A25ILTF400WLH","⇒","A25ILTF400WLE"]
["A25ILTFE100HLH","⇒","A25ILTFE100HLE"]
["A25ILTFE100WLH","⇒","A25ILTFE100WLE"]
["A25ILTFE200RLH","⇒","A25ILTFE200RLE"]
["A25ILTFE200WLH","⇒","A25ILTFE200WLE"]
["A25ILTQ100OLH","⇒","A25ILTQ100OLE"]
["A25ILTQ100RLH","⇒","A25ILTQ100RLE"]
["A25ILTQ100WLH","⇒","A25ILTQ100WLE"]
["A25ILTQ200GLH","⇒","A25ILTQ200GLE"]
["A25ILTQ200OLH","⇒","A25ILTQ200OLE"]
["A25ILTQ200PWLH","⇒","A25ILTQ200PWLE"]
["A25ILTQ200RLH","⇒","A25ILTQ200RLE"]
["A25ILTQ200WLH","⇒","A25ILTQ200WLE"]
["A25ILTQB100GLH","⇒","A25ILTQB100GLE"]
["A25ILTQB100HLH","⇒","A25ILTQB100HLE"]
["A25ILTQB100OLH","⇒","A25ILTQB100OLE"]
["A25ILTQB100PWLH","⇒","A25ILTQB100PWLE"]
["A25ILTQB100RLH","⇒","A25ILTQB100RLE"]
["A25ILTQB100WLH","⇒","A25ILTQB100WLE"]
["A25ILTQB100YLH","⇒","A25ILTQB100YLE"]
["A25ILTQB200GLH","⇒","A25ILTQB200GLE"]
["A25ILTQB200HLH","⇒","A25ILTQB200HLE"]
["A25ILTQB200OLH","⇒","A25ILTQB200OLE"]
["A25ILTQB200PWLH","⇒","A25ILTQB200PWLE"]
["A25ILTQB200RLH","⇒","A25ILTQB200RLE"]
["A25ILTQB200WLH","⇒","A25ILTQB200WLE"]
["A25ILTQB220PWLH","⇒","A25ILTQB220PWLE"]
["A25ILTQB400RLH","⇒","A25ILTQB400RLE"]
["A25ILTQB400WLH","⇒","A25ILTQB400WLE"]
["A25ILTQW200OLH","⇒","A25ILTQW200OLE"]
["A25ILTQW200PWLH","⇒","A25ILTQW200PWLE"]
["A25ILTQWB100GLH","⇒","A25ILTQWB100GLE"]
["A25ILTQWB100OLH","⇒","A25ILTQWB100OLE"]
["A25ILTQWB100PWLH","⇒","A25ILTQWB100PWLE"]
["A25ILTQWB100RLH","⇒","A25ILTQWB100RLE"]
["A25ILTQWB100WLH","⇒","A25ILTQWB100WLE"]
["A25ILTQWB200OLH","⇒","A25ILTQWB200OLE"]
["A25ILTQWB200PWLH","⇒","A25ILTQWB200PWLE"]
["A25ILTQWB200RLH","⇒","A25ILTQWB200RLE"]
["A25ILTQWB200WLH","⇒","A25ILTQWB200WLE"]
["A25ILTQWB200YLH","⇒","A25ILTQWB200YLE"]
["A25ILTS100GLH","⇒","A25ILTS100GLE"]
["A25ILTS100OLH","⇒","A25ILTS100OLE"]
["A25ILTS200HLH","⇒","A25ILTS200HLE"]
["A25ILTS200RLH","⇒","A25ILTS200RLE"]
["A25ILTS200YLH","⇒","A25ILTS200YLE"]
["A25ILTSB100GLH","⇒","A25ILTSB100GLE"]
["A25ILTSB100HLH","⇒","A25ILTSB100HLE"]
["A25ILTSB100OLH","⇒","A25ILTSB100OLE"]
["A25ILTSB100RLH","⇒","A25ILTSB100RLE"]
["A25ILTSB100WLH","⇒","A25ILTSB100WLE"]
["A25ILTSB100WLH28","⇒","A25ILTSB100WLE28"]
["A25ILTSB100YLH","⇒","A25ILTSB100YLE"]
["A25ILTSB200GLH","⇒","A25ILTSB200GLE"]
["A25ILTSB200HLH","⇒","A25ILTSB200HLE"]
["A25ILTSB200OLH","⇒","A25ILTSB200OLE"]
["A25ILTSB200PWLH","⇒","A25ILTSB200PWLE"]
["A25ILTSB200RLH","⇒","A25ILTSB200RLE"]
["A25ILTSB200WLH","⇒","A25ILTSB200WLE"]
["A25ILTSB200WLH28","⇒","A25ILTSB200WLE28"]
["A25ILTSB200YLH","⇒","A25ILTSB200YLE"]
["A25ILTSB400PWLH","⇒","A25ILTSB400PWLE"]
["A25ILTSB400WLH","⇒","A25ILTSB400WLE"]
["A25ILTSW100GLH","⇒","A25ILTSW100GLE"]
["A25ILTSW100OLH","⇒","A25ILTSW100OLE"]
["A25ILTSW100RLH","⇒","A25ILTSW100RLE"]
["A25ILTSW100WLH","⇒","A25ILTSW100WLE"]
["A25ILTSW200GLH","⇒","A25ILTSW200GLE"]
["A25ILTSW200OLH","⇒","A25ILTSW200OLE"]
["A25ILTSW200RLH","⇒","A25ILTSW200RLE"]
["A25ILTSWB100GLH","⇒","A25ILTSWB100GLE"]
["A25ILTSWB100OLH","⇒","A25ILTSWB100OLE"]
["A25ILTSWB100PWLH","⇒","A25ILTSWB100PWLE"]
["A25ILTSWB100RLH","⇒","A25ILTSWB100RLE"]
["A25ILTSWB100WLH","⇒","A25ILTSWB100WLE"]
["A25ILTSWB200GLH","⇒","A25ILTSWB200GLE"]
["A25ILTSWB200HLH","⇒","A25ILTSWB200HLE"]
["A25ILTSWB200OLH","⇒","A25ILTSWB200OLE"]
["A25ILTSWB200PWLH","⇒","A25ILTSWB200PWLE"]
["A25ILTSWB200RLH","⇒","A25ILTSWB200RLE"]
["A25ILTSWB200WLH","⇒","A25ILTSWB200WLE"]
["A30FA1211GLH","⇒","A30FA1211GLE"]
["A30FA1211WLH","⇒","A30FA1211WLE"]
["A30FA1211YLH","⇒","A30FA1211YLE"]
["A30FA2410GLH","⇒","A30FA2410GLE"]
["A30FA2410HLH","⇒","A30FA2410HLE"]
["A30FA2410HLHJ","⇒","A30FA2410HLEJ"]
["A30FA2410RLH","⇒","A30FA2410RLE"]
["A30FA2410YLH","⇒","A30FA2410YLE"]
["A30FA2411GLH","⇒","A30FA2411GLE"]
["A30FA2411GLH","⇒","A30FA2411GLE"]
["A30FA2411GLHJ","⇒","A30FA2411GLEJ"]
["A30FA2411HLH","⇒","A30FA2411HLE"]
["A30FA2411OLH","⇒","A30FA2411OLE"]
["A30FA2411RLH","⇒","A30FA2411RLE"]
["A30FA2411RLH","⇒","A30FA2411RLE"]
["A30FA2411WLH","⇒","A30FA2411WLE"]
["A30FA2411YLH","⇒","A30FA2411YLE"]
["A30FA2420GLH","⇒","A30FA2420GLE"]
["A30FA2420HLHJ","⇒","A30FA2420HLEJ"]
["A30FA2420OLH","⇒","A30FA2420OLE"]
["A30FA2420RLH","⇒","A30FA2420RLE"]
["A30FA2422GLH","⇒","A30FA2422GLE"]
["A30FA2422OLH","⇒","A30FA2422OLE"]
["A30FA2422RLH","⇒","A30FA2422RLE"]
["A30FA2422RLH","⇒","A30FA2422RLE"]
["A30FAD1201GLH","⇒","A30FAD1201GLE"]
["A30FAD1201HLH","⇒","A30FAD1201HLE"]
["A30FAD1201OLH","⇒","A30FAD1201OLE"]
["A30FAD1201PWLH","⇒","A30FAD1201PWLE"]
["A30FAD1201RLH","⇒","A30FAD1201RLE"]
["A30FAD1201WLH","⇒","A30FAD1201WLE"]
["A30FAD1201YLH","⇒","A30FAD1201YLE"]
["A30FAD2410GLH","⇒","A30FAD2410GLE"]
["A30FAD2410PWLHJ","⇒","A30FAD2410PWLEJ"]
["A30FAD2410YLH","⇒","A30FAD2410YLE"]
["A30FAD2411HLH","⇒","A30FAD2411HLE"]
["A30FAD2411RLH","⇒","A30FAD2411RLE"]
["A30FAD2411WLH","⇒","A30FAD2411WLE"]
["A30FADE2410GLH","⇒","A30FADE2410GLE"]
["A30FADE2411GLH","⇒","A30FADE2411GLE"]
["A30FADE2411YLH","⇒","A30FADE2411YLE"]
["A30FAE2411GLH","⇒","A30FAE2411GLE"]
["A30FAE2411RLH","⇒","A30FAE2411RLE"]
["A30FAE2422RLH","⇒","A30FAE2422RLE"]
["A30FAG2410GLH","⇒","A30FAG2410GLE"]
["A30FAG2410HLH","⇒","A30FAG2410HLE"]
["A30FAG2410OLH","⇒","A30FAG2410OLE"]
["A30FAG2410PWLH","⇒","A30FAG2410PWLE"]
["A30FAG2410WLH","⇒","A30FAG2410WLE"]
["A30FAG2410YLH","⇒","A30FAG2410YLE"]
["A30FAG2411GLH","⇒","A30FAG2411GLE"]
["A30FAG2411HLH","⇒","A30FAG2411HLE"]
["A30FAG2411OLH","⇒","A30FAG2411OLE"]
["A30FAG2411RLH","⇒","A30FAG2411RLE"]
["A30FAG2411WLH","⇒","A30FAG2411WLE"]
["A30FAG2411YLH","⇒","A30FAG2411YLE"]
["A30FAG2444RLH","⇒","A30FAG2444RLE"]
["A30FAGB24100OLH","⇒","A30FAGB24100OLE"]
["A30FAGB2410GLH","⇒","A30FAGB2410GLE"]
["A30FAGB2410HLH","⇒","A30FAGB2410HLE"]
["A30FAGB2410OLH","⇒","A30FAGB2410OLE"]
["A30FAGB2410PWLH","⇒","A30FAGB2410PWLE"]
["A30FAGB2411GLH","⇒","A30FAGB2411GLE"]
["A30FAGB2411HLH","⇒","A30FAGB2411HLE"]
["A30FAGB2411OLH","⇒","A30FAGB2411OLE"]
["A30FAGB2411WLH","⇒","A30FAGB2411WLE"]
["A30FAGB2411YLH","⇒","A30FAGB2411YLE"]
["A30FAGBE2410GLH","⇒","A30FAGBE2410GLE"]
["A30FAGE2410HLH","⇒","A30FAGE2410HLE"]
["A30FAGE2410OLH","⇒","A30FAGE2410OLE"]
["A30FAGE2410PWLH","⇒","A30FAGE2410PWLE"]
["A30FAGE2410RLH","⇒","A30FAGE2410RLE"]
["A30FAGE2410YLH","⇒","A30FAGE2410YLE"]
["A30FAGE2411HLH","⇒","A30FAGE2411HLE"]
["A30FAGEH2420GLH","⇒","A30FAGEH2420GLE"]
["A30FAGH2410HLH","⇒","A30FAGH2410HLE"]
["A30FAGH2411HLH","⇒","A30FAGH2411HLE"]
["A30FAH2410GLH","⇒","A30FAH2410GLE"]
["A30FAH2411RLH","⇒","A30FAH2411RLE"]
["A30FAM1211RLH","⇒","A30FAM1211RLE"]
["A30FAM2410RLH","⇒","A30FAM2410RLE"]
["A30FAM2411OLH","⇒","A30FAM2411OLE"]
["A30FAM2411RLH","⇒","A30FAM2411RLE"]
["A30FAM2411YLH","⇒","A30FAM2411YLE"]
["A30FAME2411OLH","⇒","A30FAME2411OLE"]
["A30FAMS2411PWLH","⇒","A30FAMS2411PWLE"]
["A30FD10001GLH","⇒","A30FD10001GLE"]
["A30FD10001RLH","⇒","A30FD10001RLE"]
["A30FD10010GLH","⇒","A30FD10010GLE"]
["A30FD10010RLH","⇒","A30FD10010RLE"]
["A30FD10011GLH","⇒","A30FD10011GLE"]
["A30FD10011GLH","⇒","A30FD10011GLE"]
["A30FD10011OLH","⇒","A30FD10011OLE"]
["A30FD10011OLH","⇒","A30FD10011OLE"]
["A30FD10011RLH","⇒","A30FD10011RLE"]
["A30FD10011RLH","⇒","A30FD10011RLE"]
["A30FD10022GLH","⇒","A30FD10022GLE"]
["A30FD10022OLH","⇒","A30FD10022OLE"]
["A30FD10022OLH","⇒","A30FD10022OLE"]
["A30FD10022RLH","⇒","A30FD10022RLE"]
["A30FD10033RLH","⇒","A30FD10033RLE"]
["A30FD10044OLH","⇒","A30FD10044OLE"]
["A30FD10044RLH","⇒","A30FD10044RLE"]
["A30FD100GLHJ","⇒","A30FD100GLEJ"]
["A30FD100RLHJ","⇒","A30FD100RLEJ"]
["A30FD11011GLH","⇒","A30FD11011GLE"]
["A30FD11011RLH","⇒","A30FD11011RLE"]
["A30FD12522RLH","⇒","A30FD12522RLE"]
["A30FD20001GLH","⇒","A30FD20001GLE"]
["A30FD20010GLH","⇒","A30FD20010GLE"]
["A30FD20010RLH","⇒","A30FD20010RLE"]
["A30FD20011CLH","⇒","A30FD20011CLE"]
["A30FD20011GLH","⇒","A30FD20011GLE"]
["A30FD20011GLH","⇒","A30FD20011GLE"]
["A30FD20011GLHJ","⇒","A30FD20011GLEJ"]
["A30FD20011OLH","⇒","A30FD20011OLE"]
["A30FD20011OLH","⇒","A30FD20011OLE"]
["A30FD20011RLH","⇒","A30FD20011RLE"]
["A30FD20011RLH","⇒","A30FD20011RLE"]
["A30FD20011RLHJ","⇒","A30FD20011RLEJ"]
["A30FD20022GLH","⇒","A30FD20022GLE"]
["A30FD20022GLH","⇒","A30FD20022GLE"]
["A30FD20022OLH","⇒","A30FD20022OLE"]
["A30FD20022RLH","⇒","A30FD20022RLE"]
["A30FD20022RLH","⇒","A30FD20022RLE"]
["A30FDE10010WLH","⇒","A30FDE10010WLE"]
["A30FDE10011GLH","⇒","A30FDE10011GLE"]
["A30FDE10011GLH","⇒","A30FDE10011GLE"]
["A30FDE10011OLH","⇒","A30FDE10011OLE"]
["A30FDE10011OLH","⇒","A30FDE10011OLE"]
["A30FDE10011RLH","⇒","A30FDE10011RLE"]
["A30FDE10011RLH","⇒","A30FDE10011RLE"]
["A30FDE10022GLH","⇒","A30FDE10022GLE"]
["A30FDE10022OLH","⇒","A30FDE10022OLE"]
["A30FDE10022OLH","⇒","A30FDE10022OLE"]
["A30FDE10022RLH","⇒","A30FDE10022RLE"]
["A30FDE10022RLH","⇒","A30FDE10022RLE"]
["A30FDE10044RLH","⇒","A30FDE10044RLE"]
["A30FDE20011GLH","⇒","A30FDE20011GLE"]
["A30FDE20011OLH","⇒","A30FDE20011OLE"]
["A30FDE20011RLH","⇒","A30FDE20011RLE"]
["A30FDE20022GLH","⇒","A30FDE20022GLE"]
["A30FDE20022OLH","⇒","A30FDE20022OLE"]
["A30FDE20022RLH","⇒","A30FDE20022RLE"]
["A30FDG10001GLHJ","⇒","A30FDG10001GLEJ"]
["A30FDG10001OLH","⇒","A30FDG10001OLE"]
["A30FDG1000GLH","⇒","A30FDG1000GLE"]
["A30FDG1000RLH","⇒","A30FDG1000RLE"]
["A30FDG1000YLH","⇒","A30FDG1000YLE"]
["A30FDG10010GLH","⇒","A30FDG10010GLE"]
["A30FDG10010GLHJ","⇒","A30FDG10010GLEJ"]
["A30FDG10010RLH","⇒","A30FDG10010RLE"]
["A30FDG10010WLH","⇒","A30FDG10010WLE"]
["A30FDG10011GLH","⇒","A30FDG10011GLE"]
["A30FDG10011GLH","⇒","A30FDG10011GLE"]
["A30FDG10011GLHJ","⇒","A30FDG10011GLEJ"]
["A30FDG10011HLH","⇒","A30FDG10011HLE"]
["A30FDG10011OLH","⇒","A30FDG10011OLE"]
["A30FDG10011OLH","⇒","A30FDG10011OLE"]
["A30FDG10011OLHJ","⇒","A30FDG10011OLEJ"]
["A30FDG10011RLH","⇒","A30FDG10011RLE"]
["A30FDG10011RLH","⇒","A30FDG10011RLE"]
["A30FDG10011RLHJ","⇒","A30FDG10011RLEJ"]
["A30FDG10011WLH","⇒","A30FDG10011WLE"]
["A30FDG10011YLH","⇒","A30FDG10011YLE"]
["A30FDG10020GLH","⇒","A30FDG10020GLE"]
["A30FDG10022GLH","⇒","A30FDG10022GLE"]
["A30FDG10022OLH","⇒","A30FDG10022OLE"]
["A30FDG10022RLH","⇒","A30FDG10022RLE"]
["A30FDG20001RLH","⇒","A30FDG20001RLE"]
["A30FDG20001WLH","⇒","A30FDG20001WLE"]
["A30FDG20011GLH","⇒","A30FDG20011GLE"]
["A30FDG20011GLH","⇒","A30FDG20011GLE"]
["A30FDG20011HLH","⇒","A30FDG20011HLE"]
["A30FDG20011OLH","⇒","A30FDG20011OLE"]
["A30FDG20011OLH","⇒","A30FDG20011OLE"]
["A30FDG20011RLH","⇒","A30FDG20011RLE"]
["A30FDG20011RLH","⇒","A30FDG20011RLE"]
["A30FDG20011WLH","⇒","A30FDG20011WLE"]
["A30FDG20011YLH","⇒","A30FDG20011YLE"]
["A30FDGB10010WLH","⇒","A30FDGB10010WLE"]
["A30FDGB10011WLH","⇒","A30FDGB10011WLE"]
["A30FDGB20010GLH","⇒","A30FDGB20010GLE"]
["A30FDGB20011RLH","⇒","A30FDGB20011RLE"]
["A30FDGBE10010GLH","⇒","A30FDGBE10010GLE"]
["A30FDGBH10020WLH","⇒","A30FDGBH10020WLE"]
["A30FDGE20010GLH","⇒","A30FDGE20010GLE"]
["A30FDGEH10020GLH","⇒","A30FDGEH10020GLE"]
["A30FDGH20020GLH","⇒","A30FDGH20020GLE"]
["A30FDH20011GLH","⇒","A30FDH20011GLE"]
["A30FDH20011RLH","⇒","A30FDH20011RLE"]
["A30FDH20011RLHJ","⇒","A30FDH20011RLEJ"]
["A30FDM10001RLH","⇒","A30FDM10001RLE"]
["A30FDM10011RLH","⇒","A30FDM10011RLE"]
["A30FDM20011RLH","⇒","A30FDM20011RLE"]
["A30FDME10001RLH","⇒","A30FDME10001RLE"]
["A30FSA21222WLH","⇒","A30FSA21222WLE"]
["A30FSA22410GLH","⇒","A30FSA22410GLE"]
["A30FSA22410GLHJ","⇒","A30FSA22410GLEJ"]
["A30FSA22410HLH","⇒","A30FSA22410HLE"]
["A30FSA22410OLH","⇒","A30FSA22410OLE"]
["A30FSA22410OLHJ","⇒","A30FSA22410OLEJ"]
["A30FSA22410RLH","⇒","A30FSA22410RLE"]
["A30FSA22410RLHJ","⇒","A30FSA22410RLEJ"]
["A30FSA22422WLH","⇒","A30FSA22422WLE"]
["A30FST210011HLH","⇒","A30FST210011HLE"]
["A30FST210011OLH","⇒","A30FST210011OLE"]
["A30FST210022OLH","⇒","A30FST210022OLE"]
["A30FST210033OLH","⇒","A30FST210033OLE"]
["A30FST220011HLH","⇒","A30FST220011HLE"]
["A30FST220011OLH","⇒","A30FST220011OLE"]
["A30FST310011RLH","⇒","A30FST310011RLE"]
["A30FST320011HLHJ","⇒","A30FST320011HLEJ"]
["A30FST320011OLH","⇒","A30FST320011OLE"]
["A30FSTE210020WLHV","⇒","A30FSTE210020WLEV"]
["A30FSTE310022HLHVJ","⇒","A30FSTE310022HLEVJ"]
["A30FT10010HLH","⇒","A30FT10010HLE"]
["A30FT10010RLH","⇒","A30FT10010RLE"]
["A30FT10011GLH","⇒","A30FT10011GLE"]
["A30FT10011GLH","⇒","A30FT10011GLE"]
["A30FT10011GLHJ","⇒","A30FT10011GLEJ"]
["A30FT10011HLH","⇒","A30FT10011HLE"]
["A30FT10011OLH","⇒","A30FT10011OLE"]
["A30FT10011RLH","⇒","A30FT10011RLE"]
["A30FT10011RLH","⇒","A30FT10011RLE"]
["A30FT10011RLHJ","⇒","A30FT10011RLEJ"]
["A30FT10011WLH","⇒","A30FT10011WLE"]
["A30FT10022GLH","⇒","A30FT10022GLE"]
["A30FT10022OLH","⇒","A30FT10022OLE"]
["A30FT10022RLH","⇒","A30FT10022RLE"]
["A30FT10033RLH","⇒","A30FT10033RLE"]
["A30FT10044GLH","⇒","A30FT10044GLE"]
["A30FT10044OLH","⇒","A30FT10044OLE"]
["A30FT10044RLH","⇒","A30FT10044RLE"]
["A30FT20001GLH","⇒","A30FT20001GLE"]
["A30FT20001HLHJ","⇒","A30FT20001HLEJ"]
["A30FT20010GLHJ","⇒","A30FT20010GLEJ"]
["A30FT20010HLH","⇒","A30FT20010HLE"]
["A30FT20010HLHJ","⇒","A30FT20010HLEJ"]
["A30FT20010RLH","⇒","A30FT20010RLE"]
["A30FT20010RLHJ","⇒","A30FT20010RLEJ"]
["A30FT20010WLH","⇒","A30FT20010WLE"]
["A30FT20010YLH","⇒","A30FT20010YLE"]
["A30FT20011GLH","⇒","A30FT20011GLE"]
["A30FT20011GLH","⇒","A30FT20011GLE"]
["A30FT20011GLHJ","⇒","A30FT20011GLEJ"]
["A30FT20011HLH","⇒","A30FT20011HLE"]
["A30FT20011OLH","⇒","A30FT20011OLE"]
["A30FT20011OLH","⇒","A30FT20011OLE"]
["A30FT20011RLH","⇒","A30FT20011RLE"]
["A30FT20011RLH","⇒","A30FT20011RLE"]
["A30FT20011RLHJ","⇒","A30FT20011RLEJ"]
["A30FT20011WLH","⇒","A30FT20011WLE"]
["A30FT20011YLH","⇒","A30FT20011YLE"]
["A30FT20020HLH","⇒","A30FT20020HLE"]
["A30FT20022GLH","⇒","A30FT20022GLE"]
["A30FT20022OLH","⇒","A30FT20022OLE"]
["A30FT20022RLH","⇒","A30FT20022RLE"]
["A30FTD20011RLH","⇒","A30FTD20011RLE"]
["A30FTDE10010WLH","⇒","A30FTDE10010WLE"]
["A30FTDE10011GLH","⇒","A30FTDE10011GLE"]
["A30FTDE10011OLH","⇒","A30FTDE10011OLE"]
["A30FTDE10011RLH","⇒","A30FTDE10011RLE"]
["A30FTE10011GLH","⇒","A30FTE10011GLE"]
["A30FTE10011OLH","⇒","A30FTE10011OLE"]
["A30FTE10011RLH","⇒","A30FTE10011RLE"]
["A30FTE10022GLH","⇒","A30FTE10022GLE"]
["A30FTE10022OLH","⇒","A30FTE10022OLE"]
["A30FTE10022RLH","⇒","A30FTE10022RLE"]
["A30FTE20011GLH","⇒","A30FTE20011GLE"]
["A30FTE20011RLH","⇒","A30FTE20011RLE"]
["A30FTG100/2411RLH","⇒","A30FTG100/2411RLE"]
["A30FTG10001GLH","⇒","A30FTG10001GLE"]
["A30FTG10010GLH","⇒","A30FTG10010GLE"]
["A30FTG10010GLHJ","⇒","A30FTG10010GLEJ"]
["A30FTG10010HLH","⇒","A30FTG10010HLE"]
["A30FTG10010PWLH","⇒","A30FTG10010PWLE"]
["A30FTG10010PWLHJ","⇒","A30FTG10010PWLEJ"]
["A30FTG10010RLH","⇒","A30FTG10010RLE"]
["A30FTG10011GLH","⇒","A30FTG10011GLE"]
["A30FTG10011GLH","⇒","A30FTG10011GLE"]
["A30FTG10011GLHJ","⇒","A30FTG10011GLEJ"]
["A30FTG10011HLH","⇒","A30FTG10011HLE"]
["A30FTG10011OLH","⇒","A30FTG10011OLE"]
["A30FTG10011OLH","⇒","A30FTG10011OLE"]
["A30FTG10011RLHJ","⇒","A30FTG10011RLEJ"]
["A30FTG10011WLH","⇒","A30FTG10011WLE"]
["A30FTG10011YLH","⇒","A30FTG10011YLE"]
["A30FTG10020GLH","⇒","A30FTG10020GLE"]
["A30FTG10020GLHJ","⇒","A30FTG10020GLEJ"]
["A30FTG10020RLHJ","⇒","A30FTG10020RLEJ"]
["A30FTG20001GLH","⇒","A30FTG20001GLE"]
["A30FTG20001RLH","⇒","A30FTG20001RLE"]
["A30FTG20010GLH","⇒","A30FTG20010GLE"]
["A30FTG20010HLH","⇒","A30FTG20010HLE"]
["A30FTG20010RLH","⇒","A30FTG20010RLE"]
["A30FTG20011GLH","⇒","A30FTG20011GLE"]
["A30FTG20011GLH","⇒","A30FTG20011GLE"]
["A30FTG20011GLHJ","⇒","A30FTG20011GLEJ"]
["A30FTG20011HLH","⇒","A30FTG20011HLE"]
["A30FTG20011OLH","⇒","A30FTG20011OLE"]
["A30FTG20011RLH","⇒","A30FTG20011RLE"]
["A30FTG20011RLH","⇒","A30FTG20011RLE"]
["A30FTG20011RLHJ","⇒","A30FTG20011RLEJ"]
["A30FTG20011WLHJ","⇒","A30FTG20011WLEJ"]
["A30FTG20020GLH","⇒","A30FTG20020GLE"]
["A30FTG20020HLH","⇒","A30FTG20020HLE"]
["A30FTG20020RLH","⇒","A30FTG20020RLE"]
["A30FTG20020YLH","⇒","A30FTG20020YLE"]
["A30FTGB10011GLH","⇒","A30FTGB10011GLE"]
["A30FTGB10011RLH","⇒","A30FTGB10011RLE"]
["A30FTGB10011WLH","⇒","A30FTGB10011WLE"]
["A30FTGB20011GLH","⇒","A30FTGB20011GLE"]
["A30FTGBE20011GLH","⇒","A30FTGBE20011GLE"]
["A30FTGBE20011RLH","⇒","A30FTGBE20011RLE"]
["A30FTGBEH10010GLH","⇒","A30FTGBEH10010GLE"]
["A30FTGE10010HLH","⇒","A30FTGE10010HLE"]
["A30FTGE20010HLH","⇒","A30FTGE20010HLE"]
["A30FTGEH10020GLH","⇒","A30FTGEH10020GLE"]
["A30FTGH10011HLH","⇒","A30FTGH10011HLE"]
["A30FTGH20010HLH","⇒","A30FTGH20010HLE"]
["A30FTGH20011RLH","⇒","A30FTGH20011RLE"]
["A30FTH10011HLH","⇒","A30FTH10011HLE"]
["A30FTH10011RLH","⇒","A30FTH10011RLE"]
["A30FTH10031WLHJ","⇒","A30FTH10031WLEJ"]
["A30FTH20011GLH","⇒","A30FTH20011GLE"]
["A30FTH20011HLH","⇒","A30FTH20011HLE"]
["A30FTH20011RLH","⇒","A30FTH20011RLE"]
["A30FTM20011RLH","⇒","A30FTM20011RLE"]
["A30FTMS10011WLH","⇒","A30FTMS10011WLE"]
["A30FTMS20011HLH","⇒","A30FTMS20011HLE"]
["A30FTMSH10011WLH","⇒","A30FTMSH10011WLE"]
["A30ILA12GLH","⇒","A30ILA12GLE"]
["A30ILA12HLH","⇒","A30ILA12HLE"]
["A30ILA12OLH","⇒","A30ILA12OLE"]
["A30ILA12RLH","⇒","A30ILA12RLE"]
["A30ILA12WLH","⇒","A30ILA12WLE"]
["A30ILA12YLH","⇒","A30ILA12YLE"]
["A30ILA24CLH","⇒","A30ILA24CLE"]
["A30ILA24GLH","⇒","A30ILA24GLE"]
["A30ILA24HLH","⇒","A30ILA24HLE"]
["A30ILA24OLH","⇒","A30ILA24OLE"]
["A30ILA24PWLH","⇒","A30ILA24PWLE"]
["A30ILA24RLH","⇒","A30ILA24RLE"]
["A30ILA24WLH","⇒","A30ILA24WLE"]
["A30ILA24YLH","⇒","A30ILA24YLE"]
["A30ILA6OLH","⇒","A30ILA6OLE"]
["A30ILA6PWLH","⇒","A30ILA6PWLE"]
["A30ILA6RLH","⇒","A30ILA6RLE"]
["A30ILA6WLH","⇒","A30ILA6WLE"]
["A30ILAE24GLH","⇒","A30ILAE24GLE"]
["A30ILAE24HLH","⇒","A30ILAE24HLE"]
["A30ILAE24OLH","⇒","A30ILAE24OLE"]
["A30ILAE24PWLH","⇒","A30ILAE24PWLE"]
["A30ILAE24RLH","⇒","A30ILAE24RLE"]
["A30ILAE24WLH","⇒","A30ILAE24WLE"]
["A30ILAE24YLH","⇒","A30ILAE24YLE"]
["A30ILAF24HLH","⇒","A30ILAF24HLE"]
["A30ILAFE24OLH","⇒","A30ILAFE24OLE"]
["A30ILAQ6WLH","⇒","A30ILAQ6WLE"]
["A30ILAQB12GLH","⇒","A30ILAQB12GLE"]
["A30ILAQB12OLH","⇒","A30ILAQB12OLE"]
["A30ILAQB12RLH","⇒","A30ILAQB12RLE"]
["A30ILAQB12WLH","⇒","A30ILAQB12WLE"]
["A30ILAQB24GLH","⇒","A30ILAQB24GLE"]
["A30ILAQB24HLH","⇒","A30ILAQB24HLE"]
["A30ILAQB24OLH","⇒","A30ILAQB24OLE"]
["A30ILAQB24RLH","⇒","A30ILAQB24RLE"]
["A30ILAQB24WLH","⇒","A30ILAQB24WLE"]
["A30ILAQB6WLH","⇒","A30ILAQB6WLE"]
["A30ILASB24HLH","⇒","A30ILASB24HLE"]
["A30ILASB24OLH","⇒","A30ILASB24OLE"]
["A30ILASB24RLH","⇒","A30ILASB24RLE"]
["A30ILASB24WLH","⇒","A30ILASB24WLE"]
["A30ILD100CLH","⇒","A30ILD100CLE"]
["A30ILD100GLH","⇒","A30ILD100GLE"]
["A30ILD100GLH(TC)","⇒","A30ILD100GLE(TC)"]
["A30ILD100HLH","⇒","A30ILD100HLE"]
["A30ILD100PWLH","⇒","A30ILD100PWLE"]
["A30ILD100RLH","⇒","A30ILD100RLE"]
["A30ILD100RLH(CCC)","⇒","A30ILD100RLE(CCC)"]
["A30ILD100RLH(TC)","⇒","A30ILD100RLE(TC)"]
["A30ILD100WLH","⇒","A30ILD100WLE"]
["A30ILD100YLH","⇒","A30ILD100YLE"]
["A30ILD110GLH","⇒","A30ILD110GLE"]
["A30ILD110HLH","⇒","A30ILD110HLE"]
["A30ILD110PWLH","⇒","A30ILD110PWLE"]
["A30ILD110RLH","⇒","A30ILD110RLE"]
["A30ILD110WLH","⇒","A30ILD110WLE"]
["A30ILD110YLH","⇒","A30ILD110YLE"]
["A30ILD120GLH","⇒","A30ILD120GLE"]
["A30ILD120RLH","⇒","A30ILD120RLE"]
["A30ILD120WLH","⇒","A30ILD120WLE"]
["A30ILD125GLH","⇒","A30ILD125GLE"]
["A30ILD125HLH","⇒","A30ILD125HLE"]
["A30ILD125PWLH","⇒","A30ILD125PWLE"]
["A30ILD125RLH","⇒","A30ILD125RLE"]
["A30ILD125YLH","⇒","A30ILD125YLE"]
["A30ILD200CLH","⇒","A30ILD200CLE"]
["A30ILD200GLH","⇒","A30ILD200GLE"]
["A30ILD200HLH","⇒","A30ILD200HLE"]
["A30ILD200PWLH","⇒","A30ILD200PWLE"]
["A30ILD200RLH","⇒","A30ILD200RLE"]
["A30ILD200WLH","⇒","A30ILD200WLE"]
["A30ILD200YLH","⇒","A30ILD200YLE"]
["A30ILD220GLH","⇒","A30ILD220GLE"]
["A30ILD220HLH","⇒","A30ILD220HLE"]
["A30ILD220PWLH","⇒","A30ILD220PWLE"]
["A30ILD220RLH","⇒","A30ILD220RLE"]
["A30ILD220WLH","⇒","A30ILD220WLE"]
["A30ILD220YLH","⇒","A30ILD220YLE"]
["A30ILD48RLH","⇒","A30ILD48RLE"]
["A30ILD48WLH","⇒","A30ILD48WLE"]
["A30ILDE100GLH","⇒","A30ILDE100GLE"]
["A30ILDE100RLH","⇒","A30ILDE100RLE"]
["A30ILDE100WLH","⇒","A30ILDE100WLE"]
["A30ILDE200GLH","⇒","A30ILDE200GLE"]
["A30ILDE200RLH","⇒","A30ILDE200RLE"]
["A30ILDE200WLH","⇒","A30ILDE200WLE"]
["A30ILDF100GLH","⇒","A30ILDF100GLE"]
["A30ILDF100RLH","⇒","A30ILDF100RLE"]
["A30ILDF200GLH","⇒","A30ILDF200GLE"]
["A30ILDF200RLH","⇒","A30ILDF200RLE"]
["A30ILDF200WLH","⇒","A30ILDF200WLE"]
["A30ILDF200YLH","⇒","A30ILDF200YLE"]
["A30ILDFE100GLH","⇒","A30ILDFE100GLE"]
["A30ILDFE100RLH","⇒","A30ILDFE100RLE"]
["A30ILDQ100GLH","⇒","A30ILDQ100GLE"]
["A30ILDQ100RLH","⇒","A30ILDQ100RLE"]
["A30ILDQ100WLH","⇒","A30ILDQ100WLE"]
["A30ILDQ200GLH","⇒","A30ILDQ200GLE"]
["A30ILDQ200RLH","⇒","A30ILDQ200RLE"]
["A30ILDQ200WLH","⇒","A30ILDQ200WLE"]
["A30ILDQB100GLH","⇒","A30ILDQB100GLE"]
["A30ILDQB100RLH","⇒","A30ILDQB100RLE"]
["A30ILDQB100WLH","⇒","A30ILDQB100WLE"]
["A30ILDQB100YLH","⇒","A30ILDQB100YLE"]
["A30ILDQB200GLH","⇒","A30ILDQB200GLE"]
["A30ILDQB200PWLH","⇒","A30ILDQB200PWLE"]
["A30ILDQB200RLH","⇒","A30ILDQB200RLE"]
["A30ILDQB200WLH","⇒","A30ILDQB200WLE"]
["A30ILDQB48RLH","⇒","A30ILDQB48RLE"]
["A30ILDQB48WLH","⇒","A30ILDQB48WLE"]
["A30ILDS100RLH","⇒","A30ILDS100RLE"]
["A30ILDS100RLH(CCC)","⇒","A30ILDS100RLE(CCC)"]
["A30ILDS200RLH","⇒","A30ILDS200RLE"]
["A30ILDS200WLH","⇒","A30ILDS200WLE"]
["A30ILDS48RLH","⇒","A30ILDS48RLE"]
["A30ILDSB100GLH","⇒","A30ILDSB100GLE"]
["A30ILDSB100PWLH","⇒","A30ILDSB100PWLE"]
["A30ILDSB100RLH","⇒","A30ILDSB100RLE"]
["A30ILDSB100WLH","⇒","A30ILDSB100WLE"]
["A30ILDSB200WLH","⇒","A30ILDSB200WLE"]
["A30ILT100CLH","⇒","A30ILT100CLE"]
["A30ILT100GLH","⇒","A30ILT100GLE"]
["A30ILT100HLH","⇒","A30ILT100HLE"]
["A30ILT100OLH","⇒","A30ILT100OLE"]
["A30ILT100PWLH","⇒","A30ILT100PWLE"]
["A30ILT100RLH","⇒","A30ILT100RLE"]
["A30ILT100WLH","⇒","A30ILT100WLE"]
["A30ILT100YLH","⇒","A30ILT100YLE"]
["A30ILT110HLH","⇒","A30ILT110HLE"]
["A30ILT110PWLH","⇒","A30ILT110PWLE"]
["A30ILT110RLH","⇒","A30ILT110RLE"]
["A30ILT110YLH","⇒","A30ILT110YLE"]
["A30ILT120HLH","⇒","A30ILT120HLE"]
["A30ILT120HLH!F","⇒","A30ILT120HLE!F"]
["A30ILT120PWLH","⇒","A30ILT120PWLE"]
["A30ILT120WLH","⇒","A30ILT120WLE"]
["A30ILT200GLH","⇒","A30ILT200GLE"]
["A30ILT200HLH","⇒","A30ILT200HLE"]
["A30ILT200OLH","⇒","A30ILT200OLE"]
["A30ILT200OLH(TC)","⇒","A30ILT200OLE(TC)"]
["A30ILT200PWLH","⇒","A30ILT200PWLE"]
["A30ILT200RLH","⇒","A30ILT200RLE"]
["A30ILT200RLH(TC)","⇒","A30ILT200RLE(TC)"]
["A30ILT200WLH","⇒","A30ILT200WLE"]
["A30ILT200WLH(TC)","⇒","A30ILT200WLE(TC)"]
["A30ILT200YLH","⇒","A30ILT200YLE"]
["A30ILT220HLH","⇒","A30ILT220HLE"]
["A30ILT220PWLH","⇒","A30ILT220PWLE"]
["A30ILT230WLH","⇒","A30ILT230WLE"]
["A30ILT240WLH","⇒","A30ILT240WLE"]
["A30ILT400GLH","⇒","A30ILT400GLE"]
["A30ILT400HLH","⇒","A30ILT400HLE"]
["A30ILT400OLH","⇒","A30ILT400OLE"]
["A30ILT400PWLH","⇒","A30ILT400PWLE"]
["A30ILT400RLH","⇒","A30ILT400RLE"]
["A30ILT400WLH","⇒","A30ILT400WLE"]
["A30ILTE100GLH","⇒","A30ILTE100GLE"]
["A30ILTE100HLH","⇒","A30ILTE100HLE"]
["A30ILTE100OLH","⇒","A30ILTE100OLE"]
["A30ILTE100PWLH","⇒","A30ILTE100PWLE"]
["A30ILTE100RLH","⇒","A30ILTE100RLE"]
["A30ILTE100RLH(CCC)","⇒","A30ILTE100RLE(CCC)"]
["A30ILTE100WLH","⇒","A30ILTE100WLE"]
["A30ILTE100YLH","⇒","A30ILTE100YLE"]
["A30ILTE200CLH","⇒","A30ILTE200CLE"]
["A30ILTE200HLH","⇒","A30ILTE200HLE"]
["A30ILTE200OLH","⇒","A30ILTE200OLE"]
["A30ILTE200PWLH","⇒","A30ILTE200PWLE"]
["A30ILTE200RLH","⇒","A30ILTE200RLE"]
["A30ILTE200WLH","⇒","A30ILTE200WLE"]
["A30ILTE220WLH","⇒","A30ILTE220WLE"]
["A30ILTF100HLH","⇒","A30ILTF100HLE"]
["A30ILTF200HLH","⇒","A30ILTF200HLE"]
["A30ILTF200OLH","⇒","A30ILTF200OLE"]
["A30ILTF200WLH","⇒","A30ILTF200WLE"]
["A30ILTF200YLH","⇒","A30ILTF200YLE"]
["A30ILTF220WLH","⇒","A30ILTF220WLE"]
["A30ILTFE100HLH","⇒","A30ILTFE100HLE"]
["A30ILTFE200PWLH","⇒","A30ILTFE200PWLE"]
["A30ILTQ100GLH","⇒","A30ILTQ100GLE"]
["A30ILTQ100HLH","⇒","A30ILTQ100HLE"]
["A30ILTQ100OLH","⇒","A30ILTQ100OLE"]
["A30ILTQ100RLH","⇒","A30ILTQ100RLE"]
["A30ILTQ100WLH","⇒","A30ILTQ100WLE"]
["A30ILTQ200GLH","⇒","A30ILTQ200GLE"]
["A30ILTQ200OLH","⇒","A30ILTQ200OLE"]
["A30ILTQ200PWLH","⇒","A30ILTQ200PWLE"]
["A30ILTQ200RLH","⇒","A30ILTQ200RLE"]
["A30ILTQ200WLH","⇒","A30ILTQ200WLE"]
["A30ILTQ400PWLH","⇒","A30ILTQ400PWLE"]
["A30ILTQB100GLH","⇒","A30ILTQB100GLE"]
["A30ILTQB100OLH","⇒","A30ILTQB100OLE"]
["A30ILTQB100RLH","⇒","A30ILTQB100RLE"]
["A30ILTQB100WLH","⇒","A30ILTQB100WLE"]
["A30ILTQB200GLH","⇒","A30ILTQB200GLE"]
["A30ILTQB200HLH","⇒","A30ILTQB200HLE"]
["A30ILTQB200OLH","⇒","A30ILTQB200OLE"]
["A30ILTQB200PWLH","⇒","A30ILTQB200PWLE"]
["A30ILTQB200RLH","⇒","A30ILTQB200RLE"]
["A30ILTQB200WLH","⇒","A30ILTQB200WLE"]
["A30ILTQB400PWLH","⇒","A30ILTQB400PWLE"]
["A30ILTQB400WLH","⇒","A30ILTQB400WLE"]
["A30ILTS100OLH","⇒","A30ILTS100OLE"]
["A30ILTS200GLH","⇒","A30ILTS200GLE"]
["A30ILTS200HLH","⇒","A30ILTS200HLE"]
["A30ILTS200RLH","⇒","A30ILTS200RLE"]
["A30ILTS200WLH","⇒","A30ILTS200WLE"]
["A30ILTSB100GLH","⇒","A30ILTSB100GLE"]
["A30ILTSB100HLH","⇒","A30ILTSB100HLE"]
["A30ILTSB100OLH","⇒","A30ILTSB100OLE"]
["A30ILTSB100RLH","⇒","A30ILTSB100RLE"]
["A30ILTSB100WLH","⇒","A30ILTSB100WLE"]
["A30ILTSB100YLH","⇒","A30ILTSB100YLE"]
["A30ILTSB200GLH","⇒","A30ILTSB200GLE"]
["A30ILTSB200HLH","⇒","A30ILTSB200HLE"]
["A30ILTSB200OLH","⇒","A30ILTSB200OLE"]
["A30ILTSB200PWLH","⇒","A30ILTSB200PWLE"]
["A30ILTSB200RLH","⇒","A30ILTSB200RLE"]
["A30ILTSB200WLH","⇒","A30ILTSB200WLE"]
["A30ILTSB400RLH","⇒","A30ILTSB400RLE"]
["A30ILTSB400WLH","⇒","A30ILTSB400WLE"]
["FB8531-24GLH!","⇒","FB8531-24GLE!"]
["FB8531-24HLH!","⇒","FB8531-24HLE!"]
["FB8531-24RLH!","⇒","FB8531-24RLE!"]
["FB8581-24HLH!","⇒","FB8581-24HLE!"]
["FB8581-24PWLH!","⇒","FB8581-24PWLE!"]
["FB8581-24RLH!","⇒","FB8581-24RLE!"]

{"sheet":"新型LED球検索シート","index":1,"n_rows":1458,"n_cols":11,"rows_kept":1458,"cut":false,"hidden":false,"merged":[[3,1,3,2],[3,3,3,4]]}
[]
["#左の「+」を押すと当ツールの説明が表示されます"]
[]
[]
[null,null,null,"※検索範囲は項目が濃紺色になっている列が対象となります。"]
[]
[]
["No.","取付穴経","区分名称","LED球変更前形式","LED球変更後形式","新型LED適合球","形状","照光部定格使用電圧","レンズ色","備考","作業列"]
[1,"φ22","PBL","A22FA1211OLH","A22FA1211OLE","LBA9-12WW","突形","AC/DC12V","O：橙"]
[2,"φ22","PBL","A22FA1211WLH","A22FA1211WLE","LBA9-12WW","突形","AC/DC12V","白：W(消灯時白・点灯時電球色）"]
[3,"φ22","PBL","A22FA2401GLH","A22FA2401GLE","LBA9-24WW","突形","AC/DC24V","緑：G"]
[4,"φ22","PBL","A22FA2410HLH","A22FA2410HLE","LBA9-24PW","突形","AC/DC24V","青：H"]
[5,"φ22","PBL","A22FA2410HLHJ","A22FA2410HLEJ","LBA9-24PW","突形","AC/DC24V","青：H"]
[6,"φ22","PBL","A22FA2410OLH","A22FA2410OLE","LBA9-24WW","突形","AC/DC24V","O：橙"]
[7,"φ22","PBL","A22FA2410RLH","A22FA2410RLE","LBA9-24WW","突形","AC/DC24V","赤：R"]
[8,"φ22","PBL","A22FA2411GLH","A22FA2411GLE","LBA9-24WW","突形","AC/DC24V","緑：G"]
[9,"φ22","PBL","A22FA2411GLH","A22FA2411GLE","LBA9-24WW","突形","AC/DC24V","緑：G"]
[10,"φ22","PBL","A22FA2411HLH","A22FA2411HLE","LBA9-24PW","突形","AC/DC24V","青：H"]
[11,"φ22","PBL","A22FA2411RLH","A22FA2411RLE","LBA9-24WW","突形","AC/DC24V","赤：R"]
[12,"φ22","PBL","A22FA2411RLH","A22FA2411RLE","LBA9-24WW","突形","AC/DC24V","赤：R"]
[13,"φ22","PBL","A22FA2420GLH","A22FA2420GLE","LBA9-24WW","突形","AC/DC24V","緑：G"]
[14,"φ22","PBL","A22FA2420HLH","A22FA2420HLE","LBA9-24PW","突形","AC/DC24V","青：H"]
[15,"φ22","PBL","A22FA2422WLHJ","A22FA2422WLEJ","LBA9-24WW","突形","AC/DC24V","白：W(消灯時白・点灯時電球色）"]
[16,"φ22","PBL","A22FAD2410HLH","A22FAD2410HLE","LBA9-24PW","中きのこ形","AC/DC24V","青：H"]
[17,"φ22","PBL","A22FAD2411WLH","A22FAD2411WLE","LBA9-24WW","中きのこ形","AC/DC24V","白：W(消灯時白・点灯時電球色）"]
[18,"φ22","PBL","A22FAD2411YLH","A22FAD2411YLE","LBA9-24WW","中きのこ形","AC/DC24V","黄色：Y"]
[19,"φ22","PBL","A22FADE2411GLH","A22FADE2411GLE","LBA9-24WW","中きのこ形","AC/DC24V","緑：G"]
[20,"φ22","PBL","A22FAE2411HLH","A22FAE2411HLE","LBA9-24PW","突形","AC/DC24V","青：H"]
[21,"φ22","PBL","A22FAG2410GLH","A22FAG2410GLE","LBA9-24WW","金属ガード（穴あり）形","AC/DC24V","緑：G"]
[22,"φ22","PBL","A22FAG2410HLH","A22FAG2410HLE","LBA9-24PW","金属ガード（穴あり）形","AC/DC24V","青：H"]
[23,"φ22","PBL","A22FAG2410HLHJ","A22FAG2410HLEJ","LBA9-24PW","金属ガード（穴あり）形","AC/DC24V","青：H"]
[24,"φ22","PBL","A22FAG2410OLH","A22FAG2410OLE","LBA9-24WW","金属ガード（穴あり）形","AC/DC24V","O：橙"]
[25,"φ22","PBL","A22FAG2410RLH","A22FAG2410RLE","LBA9-24WW","金属ガード（穴あり）形","AC/DC24V","赤：R"]
[26,"φ22","PBL","A22FAG2410RLHJ","A22FAG2410RLEJ","LBA9-24WW","金属ガード（穴あり）形","AC/DC24V","赤：R"]
[27,"φ22","PBL","A22FAG2410WLH","A22FAG2410WLE","LBA9-24WW","金属ガード（穴あり）形","AC/DC24V","白：W(消灯時白・点灯時電球色）"]
[28,"φ22","PBL","A22FAG2410YLH","A22FAG2410YLE","LBA9-24WW","金属ガード（穴あり）形","AC/DC24V","黄色：Y"]
[29,"φ22","PBL","A22FAG2411GLH","A22FAG2411GLE","LBA9-24WW","金属ガード（穴あり）形","AC/DC24V","緑：G"]
[30,"φ22","PBL","A22FAG2411GLH","A22FAG2411GLE","LBA9-24WW","金属ガード（穴あり）形","AC/DC24V","緑：G"]
[31,"φ22","PBL","A22FAG2411HLH","A22FAG2411HLE","LBA9-24PW","金属ガード（穴あり）形","AC/DC24V","青：H"]
[32,"φ22","PBL","A22FAG2411OLH","A22FAG2411OLE","LBA9-24WW","金属ガード（穴あり）形","AC/DC24V","O：橙"]
[33,"φ22","PBL","A22FAG2411RLH","A22FAG2411RLE","LBA9-24WW","金属ガード（穴あり）形","AC/DC24V","赤：R"]
[34,"φ22","PBL","A22FAG2411WLH","A22FAG2411WLE","LBA9-24WW","金属ガード（穴あり）形","AC/DC24V","白：W(消灯時白・点灯時電球色）"]
[35,"φ22","PBL","A22FAG2420GLH","A22FAG2420GLE","LBA9-24WW","金属ガード（穴あり）形","AC/DC24V","緑：G"]
[36,"φ22","PBL","A22FAG2420YLH","A22FAG2420YLE","LBA9-24WW","金属ガード（穴あり）形","AC/DC24V","黄色：Y"]
[37,"φ22","PBL","A22FAG2444RLH","A22FAG2444RLE","LBA9-24WW","金属ガード（穴あり）形","AC/DC24V","赤：R"]
[38,"φ22","PBL","A22FAG601GLH","A22FAG601GLE","LBA-6WW","金属ガード（穴あり）形","AC/DC6V","緑：G"]
[39,"φ22","PBL","A22FAG601YLH","A22FAG601YLE","LBA-6WW","金属ガード（穴あり）形","AC/DC6V","黄色：Y"]
[40,"φ22","PBL","A22FAG610RLH","A22FAG610RLE","LBA-6WW","金属ガード（穴あり）形","AC/DC6V","赤：R"]
[41,"φ22","PBL","A22FAGBEH2411HLH","A22FAGBEH2411HLE","LBA9-24PW","金属ガード（穴なし）形","AC/DC12V","青：H"]
[42,"φ22","PBL","A22FAGBH2420PWLH","A22FAGBH2420PWLE","LBA9-24PW","金属ガード（穴なし）形","AC/DC12V","白：W(消灯時白・点灯時純白）"]
[43,"φ22","PBL","A22FAGE2411GLH","A22FAGE2411GLE","LBA9-24WW","金属ガード（穴あり）形","AC/DC24V","緑：G"]
[44,"φ22","PBL","A22FAGE2411RLH","A22FAGE2411RLE","LBA9-24WW","金属ガード（穴あり）形","AC/DC24V","赤：R"]
[45,"φ22","PBL","A22FAGEH1220GLH","A22FAGEH1220GLE","LBA9-12WW","金属ガード（穴あり）形","AC/DC12V","緑：G"]
[46,"φ22","PBL","A22FAGEH2410WLH","A22FAGEH2410WLE","LBA9-24WW","金属ガード（穴あり）形","AC/DC24V","白：W(消灯時白・点灯時電球色）"]
[47,"φ22","PBL","A22FAGEH2420GLH","A22FAGEH2420GLE","LBA9-24WW","金属ガード（穴あり）形","AC/DC24V","緑：G"]
[48,"φ22","PBL","A22FAM2411RLH","A22FAM2411RLE","LBA9-24WW","プッシュロックきのこ形","AC/DC24V","赤：R"]
[49,"φ22","PBL","A22FAM2420YLH","A22FAM2420YLE","LBA9-24WW","プッシュロックきのこ形","AC/DC24V","黄色：Y"]
[50,"φ22","PBL","A22FAM2433RLH","A22FAM2433RLE","LBA9-24WW","プッシュロックきのこ形","AC/DC24V","赤：R"]
[51,"φ22","PBL","A22FAME2411RLH","A22FAME2411RLE","LBA9-24WW","プッシュロックきのこ形","AC/DC24V","赤：R"]
[52,"φ22","PBL","A22FD10002OLH","A22FD10002OLE","LBA9-24WW","突形","AC/DC100~110V","O：橙"]
[53,"φ22","PBL","A22FD10010YLH","A22FD10010YLE","LBA9-24WW","突形","AC/DC100~110V","黄色：Y"]
[54,"φ22","PBL","A22FD10011GLH","A22FD10011GLE","LBA9-24WW","突形","AC/DC100~110V","緑：G"]
[55,"φ22","PBL","A22FD10011GLH","A22FD10011GLE","LBA9-24WW","突形","AC/DC100~110V","緑：G"]
[56,"φ22","PBL","A22FD10011GLHJ","A22FD10011GLEJ","LBA9-24WW","突形","AC/DC100~110V","緑：G"]
[57,"φ22","PBL","A22FD10011OLH","A22FD10011OLE","LBA9-24WW","突形","AC/DC100~110V","O：橙"]
[58,"φ22","PBL","A22FD10011OLH","A22FD10011OLE","LBA9-24WW","突形","AC/DC100~110V","O：橙"]
[59,"φ22","PBL","A22FD10011RLH","A22FD10011RLE","LBA9-24WW","突形","AC/DC100~110V","赤：R"]
[60,"φ22","PBL","A22FD10011RLH","A22FD10011RLE","LBA9-24WW","突形","AC/DC100~110V","赤：R"]
[61,"φ22","PBL","A22FD10011RLHJ","A22FD10011RLEJ","LBA9-24WW","突形","AC/DC100~110V","赤：R"]
[62,"φ22","PBL","A22FD10020OLH","A22FD10020OLE","LBA9-24WW","突形","AC/DC100~110V","O：橙"]
[63,"φ22","PBL","A22FD10020PWLH","A22FD10020PWLE","LBA9-24PW","突形","AC/DC100~110V","白：W(消灯時白・点灯時純白）"]
[64,"φ22","PBL","A22FD20011GLH","A22FD20011GLE","LBA9-24WW","突形","AC/DC200~220V","緑：G"]
[65,"φ22","PBL","A22FD20011GLH","A22FD20011GLE","LBA9-24WW","突形","AC/DC200~220V","緑：G"]
[66,"φ22","PBL","A22FD20011OLH","A22FD20011OLE","LBA9-24WW","突形","AC/DC200~220V","O：橙"]
[67,"φ22","PBL","A22FD20011RLH","A22FD20011RLE","LBA9-24WW","突形","AC/DC200~220V","赤：R"]
[68,"φ22","PBL","A22FD20011RLH","A22FD20011RLE","LBA9-24WW","突形","AC/DC200~220V","赤：R"]
[69,"φ22","PBL","A22FDE10011GLH","A22FDE10011GLE","LBA9-24WW","突形","AC/DC100~110V","緑：G"]
[70,"φ22","PBL","A22FDE10011OLH","A22FDE10011OLE","LBA9-24WW","突形","AC/DC100~110V","O：橙"]
[71,"φ22","PBL","A22FDE10011RLH","A22FDE10011RLE","LBA9-24WW","突形","AC/DC100~110V","赤：R"]
[72,"φ22","PBL","A22FDE10022RLH","A22FDE10022RLE","LBA9-24WW","突形","AC/DC100~110V","赤：R"]
[73,"φ22","PBL","A22FDE20011RLH","A22FDE20011RLE","LBA9-24WW","突形","AC/DC200~220V","赤：R"]
[74,"φ22","PBL","A22FDEH10011GLH","A22FDEH10011GLE","LBA9-24WW","突形","AC/DC100~110V","緑：G"]
[75,"φ22","PBL","A22FDEH10011RLH","A22FDEH10011RLE","LBA9-24WW","突形","AC/DC100~110V","赤：R"]
[76,"φ22","PBL","A22FDG10002OLH","A22FDG10002OLE","LBA9-24WW","金属ガード（穴あり）形","AC/DC100~110V","O：橙"]
[77,"φ22","PBL","A22FDG10002OLH","A22FDG10002OLE","LBA9-24WW","金属ガード（穴あり）形","AC/DC100~110V","O：橙"]
[78,"φ22","PBL","A22FDG1000RLH","A22FDG1000RLE","LBA9-24WW","金属ガード（穴あり）形","AC/DC100~110V","赤：R"]
[79,"φ22","PBL","A22FDG10011GLH","A22FDG10011GLE","LBA9-24WW","金属ガード（穴あり）形","AC/DC100~110V","緑：G"]
[80,"φ22","PBL","A22FDG10011OLH","A22FDG10011OLE","LBA9-24WW","金属ガード（穴あり）形","AC/DC100~110V","O：橙"]
[81,"φ22","PBL","A22FDG10011RLH","A22FDG10011RLE","LBA9-24WW","金属ガード（穴あり）形","AC/DC100~110V","赤：R"]
[82,"φ22","PBL","A22FDG10011RLH","A22FDG10011RLE","LBA9-24WW","金属ガード（穴あり）形","AC/DC100~110V","赤：R"]
[83,"φ22","PBL","A22FDG10011RLH","A22FDG10011RLE","LBA9-24WW","金属ガード（穴あり）形","AC/DC100~110V","赤：R"]
[84,"φ22","PBL","A22FDG10011WLH","A22FDG10011WLE","LBA9-24WW","金属ガード（穴あり）形","AC/DC100~110V","白：W(消灯時白・点灯時電球色）"]
[85,"φ22","PBL","A22FDG10022RLH","A22FDG10022RLE","LBA9-24WW","金属ガード（穴あり）形","AC/DC100~110V","赤：R"]
[86,"φ22","PBL","A22FDG2000GLH ","A22FDG2000GLE ","LBA9-24WW","金属ガード（穴あり）形","AC/DC200~220V","緑：G"]
[87,"φ22","PBL","A22FDG2000RLH ","A22FDG2000RLE ","LBA9-24WW","金属ガード（穴あり）形","AC/DC200~220V","赤：R"]
[88,"φ22","PBL","A22FDG2000YLH","A22FDG2000YLE","LBA9-24WW","金属ガード（穴あり）形","AC/DC200~220V","黄色：Y"]
[89,"φ22","PBL","A22FDG20011GLH","A22FDG20011GLE","LBA9-24WW","金属ガード（穴あり）形","AC/DC200~220V","緑：G"]
[90,"φ22","PBL","A22FDG20011OLH","A22FDG20011OLE","LBA9-24WW","金属ガード（穴あり）形","AC/DC200~220V","O：橙"]
[91,"φ22","PBL","A22FDG20011RLH","A22FDG20011RLE","LBA9-24WW","金属ガード（穴あり）形","AC/DC200~220V","赤：R"]
[92,"φ22","PBL","A22FDG20011RLH","A22FDG20011RLE","LBA9-24WW","金属ガード（穴あり）形","AC/DC200~220V","赤：R"]
[93,"φ22","PBL","A22FDG20022GLH","A22FDG20022GLE","LBA9-24WW","金属ガード（穴あり）形","AC/DC200~220V","緑：G"]
[94,"φ22","PBL","A22FDG20022OLH","A22FDG20022OLE","LBA9-24WW","金属ガード（穴あり）形","AC/DC200~220V","O：橙"]
[95,"φ22","PBL","A22FDG20022RLH","A22FDG20022RLE","LBA9-24WW","金属ガード（穴なし）形","AC/DC200~220V","赤：R"]
[96,"φ22","PBL","A22FDGBE10001OLH","A22FDGBE10001OLE","LBA9-24WW","金属ガード（穴なし）形","AC/DC100~110V","O：橙"]
[97,"φ22","PBL","A22FDGEH10020GLH","A22FDGEH10020GLE","LBA9-24WW","金属ガード（穴なし）形","AC/DC100~110V","緑：G"]
[98,"φ22","PBL","A22FDH10011GLH","A22FDH10011GLE","LBA9-24WW","突形","AC/DC100~110V","緑：G"]
[99,"φ22","PBL","A22FDM10011RLH","A22FDM10011RLE","LBA9-24WW","プッシュロックきのこ形","AC/DC100~110V","赤：R"]
[100,"φ22","PBL","A22FDM20011RLH","A22FDM20011RLE","LBA9-24WW","プッシュロックきのこ形","AC/DC200~220V","赤：R"]
[101,"φ22","PBL","A22FOA2410GLH","A22FOA2410GLE","LBA9-24WW","平形","AC/DC24V","緑：G"]
[102,"φ22","PBL","A22FOA2410GLH(CCC)","A22FOA2410GLE(CCC)","LBA9-24WW","平形","AC/DC24V","緑：G"]
[103,"φ22","PBL","A22FOA2410GLHJ","A22FOA2410GLEJ","LBA9-24WW","平形","AC/DC24V","緑：G"]
[104,"φ22","PBL","A22FOA2410HLH","A22FOA2410HLE","LBA9-24PW","平形","AC/DC24V","青：H"]
[105,"φ22","PBL","A22FOA2410HLHJ","A22FOA2410HLEJ","LBA9-24PW","平形","AC/DC24V","青：H"]
[106,"φ22","PBL","A22FOA2411WLH","A22FOA2411WLE","LBA9-24WW","平形","AC/DC24V","白：W(消灯時白・点灯時電球色）"]
[107,"φ22","PBL","A22FOAE2401PWLH","A22FOAE2401PWLE","LBA9-24PW","平形","AC/DC24V","白：W(消灯時白・点灯時純白）"]
[108,"φ22","PBL","A22FOAE2410GLH","A22FOAE2410GLE","LBA9-24WW","平形","AC/DC24V","緑：G"]
[109,"φ22","PBL","A22FOAE2410HLH","A22FOAE2410HLE","LBA9-24PW","平形","AC/DC24V","青：H"]
[110,"φ22","PBL","A22FOAE2410PWLH","A22FOAE2410PWLE","LBA9-24PW","平形","AC/DC24V","白：W(消灯時白・点灯時純白）"]
[111,"φ22","PBL","A22FOAE2410WLH","A22FOAE2410WLE","LBA9-24WW","平形","AC/DC24V","白：W(消灯時白・点灯時電球色）"]
[112,"φ22","PBL","A22FOAE2411PWLH","A22FOAE2411PWLE","LBA9-24PW","平形","AC/DC24V","白：W(消灯時白・点灯時純白）"]
[113,"φ22","PBL","A22FOD10010YLHJ","A22FOD10010YLEJ","LBA9-6WW","平形","AC/DC100~110V","黄色：Y"]
[114,"φ22","PBL","A22FOT10010WLH","A22FOT10010WLE","LBA9-6WW","平形","AC100~110V","白：W(消灯時白・点灯時電球色）"]
[115,"φ22","PBL","A22FOT10011OLH","A22FOT10011OLE","LBA9-6WW","平形","AC100~110V","O：橙"]
[116,"φ22","PBL","A22FOT10011PWLH","A22FOT10011PWLE","LBA9-6PW","平形","AC100~110V","白：W(消灯時白・点灯時純白）"]
[117,"φ22","PBL","A22FOT20010GLH","A22FOT20010GLE","LBA9-6WW","平形","AC200~220V","緑：G"]
[118,"φ22","ICOS","A22FSA2240PWLHJ","A22FSA2240PWLEJ","LBA9-24PW","つまみ形","AC/DC24V","白：W(消灯時白・点灯時純白）"]
[119,"φ22","ICOS","A22FSA22411GLH","A22FSA22411GLE","LBA9-24WW","つまみ形","AC/DC24V","緑：G"]
[120,"φ22","ICOS","A22FSA22420PWLHJ","A22FSA22420PWLEJ","LBA9-24PW","つまみ形","AC/DC24V","白：W(消灯時白・点灯時純白）"]
[121,"φ22","ICOS","A22FSA22430GLH","A22FSA22430GLE","LBA9-24WW","つまみ形","AC/DC24V","緑：G"]
[122,"φ22","ICOS","A22FSA3241111GLH","A22FSA3241111GLE","LBA9-24WW","つまみ形","AC/DC24V","緑：G"]
[123,"φ22","ICOS","A22FSA32411HLH","A22FSA32411HLE","LBA9-24PW","つまみ形","AC/DC24V","青：H"]
[124,"φ22","ICOS","A22FSA3LR121010PWLH","A22FSA3LR121010PWLE","LBA9-12PW","つまみ形","AC/DC12V","白：W(消灯時白・点灯時純白）"]
[125,"φ22","ICOS","A22FSAE22411PWLH","A22FSAE22411PWLE","LBA9-24PW","つまみ形","AC/DC24V","白：W(消灯時白・点灯時純白）"]
[126,"φ22","ICOS","A22FST220020PWLHJ","A22FST220020PWLEJ","LBA9-6PW","つまみ形","AC200~220V","白：W(消灯時白・点灯時純白）"]
[127,"φ22","ICOS","A22FST220020RLH","A22FST220020RLE","LBA-6WW","つまみ形","AC200~220V","赤：R"]
[128,"φ22","ICOS","A22FST310011OLH","A22FST310011OLE","LBA-6WW","つまみ形","AC100~110V","O：橙"]
[129,"φ22","ICOS","A22FST320011RLH","A22FST320011RLE","LBA-6WW","つまみ形","AC200~220V","赤：R"]
[130,"φ22","ICOS","A22FST320020RLH","A22FST320020RLE","LBA-6WW","つまみ形","AC200~220V","赤：R"]
[131,"φ22","PBL","A22FT10002OLH","A22FT10002OLE","LBA-6WW","突形","AC100~110V","O：橙"]
[132,"φ22","PBL","A22FT10011GLH","A22FT10011GLE","LBA-6WW","突形","AC100~110V","緑：G"]
[133,"φ22","PBL","A22FT10011OLH","A22FT10011OLE","LBA-6WW","突形","AC100~110V","O：橙"]
[134,"φ22","PBL","A22FT10011RLH","A22FT10011RLE","LBA-6WW","突形","AC100~110V","赤：R"]
[135,"φ22","PBL","A22FT20001OLH","A22FT20001OLE","LBA-6WW","突形","AC200~220V","O：橙"]
[136,"φ22","PBL","A22FT20001YLH","A22FT20001YLE","LBA-6WW","突形","AC200~220V","黄色：Y"]
[137,"φ22","PBL","A22FT20010GLH","A22FT20010GLE","LBA-6WW","突形","AC200~220V","緑：G"]
[138,"φ22","PBL","A22FT20010PWLH","A22FT20010PWLE","LBA9-6PW","突形","AC200~220V","白：W(消灯時白・点灯時純白）"]
[139,"φ22","PBL","A22FT20010RLHJ","A22FT20010RLEJ","LBA-6WW","突形","AC200~220V","赤：R"]
[140,"φ22","PBL","A22FT20011GLH","A22FT20011GLE","LBA-6WW","突形","AC200~220V","緑：G"]
[141,"φ22","PBL","A22FT20011HLH","A22FT20011HLE","LBA9-6PW","突形","AC200~220V","青：H"]
[142,"φ22","PBL","A22FT20011RLH","A22FT20011RLE","LBA-6WW","突形","AC200~220V","赤：R"]
[143,"φ22","PBL","A22FTD10022GLHJ","A22FTD10022GLEJ","LBA-6WW","中きのこ形","AC100~110V","緑：G"]
[144,"φ22","PBL","A22FTEH20010YLH","A22FTEH20010YLE","LBA-6WW","突形","AC200~220V","黄色：Y"]
[145,"φ22","PBL","A22FTG10010GLH","A22FTG10010GLE","LBA-6WW","金属ガード（穴あり）形","AC100~110V","緑：G"]
[146,"φ22","PBL","A22FTG10010OLH","A22FTG10010OLE","LBA-6WW","金属ガード（穴あり）形","AC100~110V","O：橙"]
[147,"φ22","PBL","A22FTG10011GLH","A22FTG10011GLE","LBA-6WW","金属ガード（穴あり）形","AC100~110V","緑：G"]
[148,"φ22","PBL","A22FTG10011GLH","A22FTG10011GLE","LBA-6WW","金属ガード（穴あり）形","AC100~110V","緑：G"]
[149,"φ22","PBL","A22FTG10011HLH","A22FTG10011HLE","LBA9-6PW","金属ガード（穴あり）形","AC100~110V","青：H"]
[150,"φ22","PBL","A22FTG10011OLH","A22FTG10011OLE","LBA-6WW","金属ガード（穴あり）形","AC100~110V","O：橙"]
[151,"φ22","PBL","A22FTG10011OLH","A22FTG10011OLE","LBA-6WW","金属ガード（穴あり）形","AC100~110V","O：橙"]
[152,"φ22","PBL","A22FTG10011RLH","A22FTG10011RLE","LBA-6WW","金属ガード（穴あり）形","AC100~110V","赤：R"]
[153,"φ22","PBL","A22FTG20010GLH","A22FTG20010GLE","LBA-6WW","金属ガード（穴あり）形","AC200~220V","緑：G"]
[154,"φ22","PBL","A22FTG20010YLH","A22FTG20010YLE","LBA-6WW","金属ガード（穴あり）形","AC200~220V","黄色：Y"]
[155,"φ22","PBL","A22FTG20011GLH","A22FTG20011GLE","LBA-6WW","金属ガード（穴あり）形","AC200~220V","緑：G"]
[156,"φ22","PBL","A22FTG20011RLH","A22FTG20011RLE","LBA-6WW","金属ガード（穴あり）形","AC200~220V","赤：R"]
[157,"φ22","PBL","A22FTG20011WLH","A22FTG20011WLE","LBA9-6WW","金属ガード（穴あり）形","AC200~220V","白：W(消灯時白・点灯時電球色）"]
[158,"φ22","PBL","A22FTG20022HLH","A22FTG20022HLE","LBA9-6PW","金属ガード（穴あり）形","AC200~220V","青：H"]
[159,"φ22","PBL","A22FTGB20011GLH","A22FTGB20011GLE","LBA-6WW","金属ガード（穴なし）形","AC100~110V","緑：G"]
[160,"φ22","PBL","A22FTGBE10020OLH","A22FTGBE10020OLE","LBA-6WW","金属ガード（穴なし）形","AC100~110V","O：橙"]
[161,"φ22","PBL","A22FTGH10010GLH","A22FTGH10010GLE","LBA-6WW","金属ガード（穴あり）形","AC100~110V","緑：G"]
[162,"φ22","PBL","A22FTGH10011HLH","A22FTGH10011HLE","LBA9-6PW","金属ガード（穴あり）形","AC100~110V","青：H"]
[163,"φ22","PBL","A22FTH10002HLH","A22FTH10002HLE","LBA9-6PW","突形","AC100~110V","青：H"]
[164,"φ22","PBL","A22FTH10010RLHJ","A22FTH10010RLEJ","LBA-6WW","突形","AC100~110V","赤：R"]
[165,"φ22","PBL","A22FTH10020YLH","A22FTH10020YLE","LBA-6WW","突形","AC100~110V","黄色：Y"]
[166,"φ22","PBL","A22FTH10022GLH","A22FTH10022GLE","LBA-6WW","突形","AC100~110V","緑：G"]
[167,"φ22","PBL","A22FTMSEH20020GLH","A22FTMSEH20020GLE","LBA-6WW","プッシュロックきのこ形","AC200~220V","緑：G"]
[168,"φ22","PL","A22ILA24GLH","A22ILA24GLE","LBA-24WW","丸形","AC/DC24V","緑：G"]
[169,"φ22","PL","A22ILA24HLH","A22ILA24HLE","LBA-24PW","丸形","AC/DC24V","青：H"]
[170,"φ22","PL","A22ILA24OLH","A22ILA24OLE","LBA-24WW","丸形","AC/DC24V","O：橙"]
[171,"φ22","PL","A22ILA24PWLH","A22ILA24PWLE","LBA9-24PW","丸形","AC/DC24V","白：W(消灯時白・点灯時純白）"]
[172,"φ22","PL","A22ILA24RLH","A22ILA24RLE","LBA-24WW","丸形","AC/DC24V","赤：R"]
[173,"φ22","PL","A22ILA24WLH","A22ILA24WLE","LBA9-24WW","丸形","AC/DC24V","白：W(消灯時白・点灯時電球色）"]
[174,"φ22","PL","A22ILA24YLH","A22ILA24YLE","LBA-24WW","丸形","AC/DC24V","黄色：Y"]
[175,"φ22","PL","A22ILA6PWLH","A22ILA6PWLE","LBA9-6PW","丸形","AC/DC6V","白：W(消灯時白・点灯時純白）"]
[176,"φ22","PL","A22ILA6WLH","A22ILA6WLE","LBA9-6WW","丸形","AC/DC6V","白：W(消灯時白・点灯時電球色）"]
[177,"φ22","PL","A22ILAE24GLH","A22ILAE24GLE","LBA9-24WW","丸形","AC/DC24V","緑：G"]
[178,"φ22","PL","A22ILAE24HLH","A22ILAE24HLE","LBA9-24PW","丸形","AC/DC24V","青：H"]
[179,"φ22","PL","A22ILAE24PWLH","A22ILAE24PWLE","LBA9-24PW","丸形","AC/DC24V","白：W(消灯時白・点灯時純白）"]
[180,"φ22","PL","A22ILAE24RLH","A22ILAE24RLE","LBA9-24WW","丸形","AC/DC24V","赤：R"]
[181,"φ22","PL","A22ILAE24YLH","A22ILAE24YLE","LBA9-24WW","丸形","AC/DC24V","黄色：Y"]
[182,"φ22","PL","A22ILAE6WLH","A22ILAE6WLE","LBA9-6WW","丸形","AC/DC6V","白：W(消灯時白・点灯時電球色）"]
[183,"φ22","PL","A22ILAF24GLH","A22ILAF24GLE","LBA9-24WW","平形","AC/DC24V","緑：G"]
[184,"φ22","PL","A22ILAF24HLH","A22ILAF24HLE","LBA9-24PW","平形","AC/DC24V","青：H"]
[185,"φ22","PL","A22ILAF24PWLH","A22ILAF24PWLE","LBA9-24PW","平形","AC/DC24V","白：W(消灯時白・点灯時純白）"]
[186,"φ22","PL","A22ILAF24WLH","A22ILAF24WLE","LBA9-24WW","平形","AC/DC24V","白：W(消灯時白・点灯時電球色）"]
[187,"φ22","PL","A22ILAF6CLH","A22ILAF6CLE","LBA9-6WW","平形","AC/DC6V"]
[188,"φ22","PL","A22ILAF6PWLH","A22ILAF6PWLE","LBA9-6PW","平形","AC/DC6V","白：W(消灯時白・点灯時純白）"]
[189,"φ22","PL","A22ILAFE24OLH","A22ILAFE24OLE","LBA9-24WW","平形","AC/DC24V","O：橙"]
[190,"φ22","PL","A22ILAFE6WLH","A22ILAFE6WLE","LBA9-6WW","平形","AC/DC6V","白：W(消灯時白・点灯時電球色）"]
[191,"φ22","PL","A22ILAQB24GLH","A22ILAQB24GLE","LBA9-24WW","長角形","AC/DC24V","緑：G"]
[192,"φ22","PL","A22ILAQB24PWLH","A22ILAQB24PWLE","LBA9-24PW","長角形","AC/DC24V","白：W(消灯時白・点灯時純白）"]
[193,"φ22","PL","A22ILAQB24RLH","A22ILAQB24RLE","LBA9-24WW","長角形","AC/DC24V","赤：R"]
[194,"φ22","PL","A22ILAQWB24HLH","A22ILAQWB24HLE","LBA9-24PW","長角ワイド形","AC/DC24V","青：H"]
[195,"φ22","PL","A22ILAQWB24PWLH","A22ILAQWB24PWLE","LBA9-24PW","長角ワイド形","AC/DC24V","白：W(消灯時白・点灯時純白）"]
[196,"φ22","PL","A22ILAQWB24YLH","A22ILAQWB24YLE","LBA9-24WW","長角ワイド形","AC/DC24V","黄色：Y"]
[197,"φ22","PL","A22ILAS24GLH","A22ILAS24GLE","LBA9-24WW","角形","AC/DC24V","緑：G"]
[198,"φ22","PL","A22ILASB24GLH","A22ILASB24GLE","LBA9-24WW","角形","AC/DC24V","緑：G"]
[199,"φ22","PL","A22ILASB24HLH","A22ILASB24HLE","LBA9-24PW","角形","AC/DC24V","青：H"]
[200,"φ22","PL","A22ILASB24OLH","A22ILASB24OLE","LBA9-24WW","角形","AC/DC24V","O：橙"]
[201,"φ22","PL","A22ILASB24PWLH","A22ILASB24PWLE","LBA9-24PW","角形","AC/DC24V","白：W(消灯時白・点灯時純白）"]
[202,"φ22","PL","A22ILASB24RLH","A22ILASB24RLE","LBA9-24WW","角形","AC/DC24V","赤：R"]
[203,"φ22","PL","A22ILASB6PWLH","A22ILASB6PWLE","LBA9-6PW","角形","AC/DC6V","白：W(消灯時白・点灯時純白）"]
[204,"φ22","PL","A22ILASB6WLH","A22ILASB6WLE","LBA9-6WW","角形","AC/DC6V","白：W(消灯時白・点灯時電球色）"]
[205,"φ22","PL","A22ILASW24GLH","A22ILASW24GLE","LBA9-24WW","角ワイド形","AC/DC24V","緑：G"]
[206,"φ22","PL","A22ILASWB24HLH","A22ILASWB24HLE","LBA9-24PW","角ワイド形","AC/DC24V","青：H"]
[207,"φ22","PL","A22ILASWB6HLH","A22ILASWB6HLE","LBA9-6PW","角ワイド形","AC/DC6V","青：H"]
[208,"φ22","PL","A22ILASWB6RLH","A22ILASWB6RLE","LBA9-6WW","角ワイド形","AC/DC6V","赤：R"]
[209,"φ22","PL","A22ILD100GLH","A22ILD100GLE","LBA9-24WW","丸形","AC/DC100~110V","緑：G"]
[210,"φ22","PL","A22ILD100OLH","A22ILD100OLE","LBA9-24WW","丸形","AC/DC100~110V","O：橙"]
[211,"φ22","PL","A22ILD100PWLH","A22ILD100PWLE","LBA9-24PW","丸形","AC/DC100~110V","白：W(消灯時白・点灯時純白）"]
[212,"φ22","PL","A22ILD100RLH","A22ILD100RLE","LBA9-24WW","丸形","AC/DC100~110V","赤：R"]
[213,"φ22","PL","A22ILD100WLH","A22ILD100WLE","LBA9-24WW","丸形","AC/DC100~110V","白：W(消灯時白・点灯時電球色）"]
[214,"φ22","PL","A22ILD100YLH","A22ILD100YLE","LBA9-24WW","丸形","AC/DC100~110V","黄色：Y"]
[215,"φ22","PL","A22ILD110GLH","A22ILD110GLE","LBA9-24WW","丸形","-","緑：G"]
[216,"φ22","PL","A22ILD110RLH","A22ILD110RLE","LBA9-24WW","丸形","-","赤：R"]
[217,"φ22","PL","A22ILD110WLH","A22ILD110WLE","LBA9-24WW","丸形","-","白：W(消灯時白・点灯時電球色）"]
[218,"φ22","PL","A22ILD120GLH","A22ILD120GLE","LBA9-24WW","丸形","-","緑：G"]
[219,"φ22","PL","A22ILD120HLH","A22ILD120HLE","LBA9-24PW","丸形","-","青：H"]
[220,"φ22","PL","A22ILD120PWLH","A22ILD120PWLE","LBA9-24PW","丸形","-","白：W(消灯時白・点灯時純白）"]
[221,"φ22","PL","A22ILD120RLH","A22ILD120RLE","LBA9-24WW","丸形","-","赤：R"]
[222,"φ22","PL","A22ILD120YLH","A22ILD120YLE","LBA9-24WW","丸形","-","黄色：Y"]
[223,"φ22","PL","A22ILD125GLH","A22ILD125GLE","LBA9-24WW","丸形","-","緑：G"]
[224,"φ22","PL","A22ILD125RLH","A22ILD125RLE","LBA9-24WW","丸形","-","赤：R"]
[225,"φ22","PL","A22ILD200GLH","A22ILD200GLE","LBA9-24WW","丸形","AC/DC200~220V","緑：G"]
[226,"φ22","PL","A22ILD200HLH","A22ILD200HLE","LBA9-24PW","丸形","AC/DC200~220V","青：H"]
[227,"φ22","PL","A22ILD200OLH","A22ILD200OLE","LBA9-24WW","丸形","AC/DC200~220V","O：橙"]
[228,"φ22","PL","A22ILD200PWLH","A22ILD200PWLE","LBA9-24PW","丸形","AC/DC200~220V","白：W(消灯時白・点灯時純白）"]
[229,"φ22","PL","A22ILD200RLH","A22ILD200RLE","LBA9-24WW","丸形","AC/DC200~220V","赤：R"]
[230,"φ22","PL","A22ILD200WLH","A22ILD200WLE","LBA9-24WW","丸形","AC/DC200~220V","白：W(消灯時白・点灯時電球色）"]
[231,"φ22","PL","A22ILD200YLH","A22ILD200YLE","LBA9-24WW","丸形","AC/DC200~220V","黄色：Y"]
[232,"φ22","PL","A22ILD220GLH","A22ILD220GLE","LBA9-24WW","丸形","-","緑：G"]
[233,"φ22","PL","A22ILD220RLH","A22ILD220RLE","LBA9-24WW","丸形","-","赤：R"]
[234,"φ22","PL","A22ILD220WLH","A22ILD220WLE","LBA9-24WW","丸形","-","白：W(消灯時白・点灯時電球色）"]
[235,"φ22","PL","A22ILD220YLH","A22ILD220YLE","LBA9-24WW","丸形","-","黄色：Y"]
[236,"φ22","PL","A22ILD48RLH","A22ILD48RLE","LBA9-24WW","丸形","-","赤：R"]
[237,"φ22","PL","A22ILD48WLH","A22ILD48WLE","LBA9-24WW","丸形","-","白：W(消灯時白・点灯時電球色）"]
[238,"φ22","PL","A22ILDE100GLH","A22ILDE100GLE","LBA9-24WW","丸形","AC/DC100~110V","緑：G"]
[239,"φ22","PL","A22ILDE100HLH","A22ILDE100HLE","LBA9-24PW","丸形","AC/DC100~110V","青：H"]
[240,"φ22","PL","A22ILDE100RLH","A22ILDE100RLE","LBA9-24WW","丸形","AC/DC100~110V","赤：R"]
[241,"φ22","PL","A22ILDE100WLH","A22ILDE100WLE","LBA9-24WW","丸形","AC/DC100~110V","白：W(消灯時白・点灯時電球色）"]
[242,"φ22","PL","A22ILDE200RLH","A22ILDE200RLE","LBA9-24WW","丸形","AC/DC200~220V","赤：R"]
[243,"φ22","PL","A22ILDE200WLH","A22ILDE200WLE","LBA9-24WW","丸形","AC/DC200~220V","白：W(消灯時白・点灯時電球色）"]
[244,"φ22","PL","A22ILDE200WLH(CCC)","A22ILDE200WLE(CCC)","LBA9-24WW","丸形","AC/DC200~220V","白：W(消灯時白・点灯時電球色）"]
[245,"φ22","PL","A22ILDF100GLH","A22ILDF100GLE","LBA9-24WW","平形","AC/DC100~110V","緑：G"]
[246,"φ22","PL","A22ILDF100GLH(CCC)","A22ILDF100GLE(CCC)","LBA9-24WW","平形","AC/DC100~110V","緑：G"]
[247,"φ22","PL","A22ILDF100OLH","A22ILDF100OLE","LBA9-24WW","平形","AC/DC100~110V","O：橙"]
[248,"φ22","PL","A22ILDF100RLH","A22ILDF100RLE","LBA9-24WW","平形","AC/DC100~110V","赤：R"]
[249,"φ22","PL","A22ILDF100RLH(CCC)","A22ILDF100RLE(CCC)","LBA9-24WW","平形","AC/DC100~110V","赤：R"]
[250,"φ22","PL","A22ILDF100WLH","A22ILDF100WLE","LBA9-24WW","平形","AC/DC100~110V","白：W(消灯時白・点灯時電球色）"]
[251,"φ22","PL","A22ILDF100YLH","A22ILDF100YLE","LBA9-24WW","平形","AC/DC100~110V","黄色：Y"]
[252,"φ22","PL","A22ILDF125GLH","A22ILDF125GLE","LBA9-24WW","平形","-","緑：G"]
[253,"φ22","PL","A22ILDF125PWLH","A22ILDF125PWLE","LBA9-24PW","平形","-","白：W(消灯時白・点灯時純白）"]
[254,"φ22","PL","A22ILDF125RLH","A22ILDF125RLE","LBA9-24WW","平形","-","赤：R"]
[255,"φ22","PL","A22ILDF125YLH","A22ILDF125YLE","LBA9-24WW","平形","-","黄色：Y"]
[256,"φ22","PL","A22ILDF200GLH","A22ILDF200GLE","LBA9-24WW","平形","AC/DC200~220V","緑：G"]
[257,"φ22","PL","A22ILDF200OLH","A22ILDF200OLE","LBA9-24WW","平形","AC/DC200~220V","O：橙"]
[258,"φ22","PL","A22ILDF200RLH","A22ILDF200RLE","LBA9-24WW","平形","AC/DC200~220V","赤：R"]
[259,"φ22","PL","A22ILDF200WLH","A22ILDF200WLE","LBA9-24WW","平形","AC/DC200~220V","白：W(消灯時白・点灯時電球色）"]
[260,"φ22","PL","A22ILDF200WLH(CCC)","A22ILDF200WLE(CCC)","LBA9-24WW","平形","AC/DC200~220V","白：W(消灯時白・点灯時電球色）"]
[261,"φ22","PL","A22ILDF200YLH","A22ILDF200YLE","LBA9-24WW","平形","AC/DC200~220V","黄色：Y"]
[262,"φ22","PL","A22ILDFE100OLH","A22ILDFE100OLE","LBA9-24WW","平形","AC/DC100~110V","O：橙"]
[263,"φ22","PL","A22ILDQ200WLH","A22ILDQ200WLE","LBA9-24WW","長角形","AC/DC200~220V","白：W(消灯時白・点灯時電球色）"]
[264,"φ22","PL","A22ILDQB100GLH","A22ILDQB100GLE","LBA9-24WW","長角形","AC/DC100~110V","緑：G"]
[265,"φ22","PL","A22ILDQB100OLH","A22ILDQB100OLE","LBA9-24WW","長角形","AC/DC100~110V","O：橙"]
[266,"φ22","PL","A22ILDQB100RLH","A22ILDQB100RLE","LBA9-24WW","長角形","AC/DC100~110V","赤：R"]
[267,"φ22","PL","A22ILDQB200YLH","A22ILDQB200YLE","LBA9-24WW","長角形","AC/DC200~220V","黄色：Y"]
[268,"φ22","PL","A22ILDQW200WLH","A22ILDQW200WLE","LBA9-24WW","長角ワイド形","AC/DC200~220V","白：W(消灯時白・点灯時電球色）"]
[269,"φ22","PL","A22ILDQWB100GLH","A22ILDQWB100GLE","LBA9-24WW","長角ワイド形","AC/DC100~110V","緑：G"]
[270,"φ22","PL","A22ILDQWB100RLH","A22ILDQWB100RLE","LBA9-24WW","長角ワイド形","AC/DC100~110V","赤：R"]
[271,"φ22","PL","A22ILDSB100GLH","A22ILDSB100GLE","LBA9-24WW","角形","AC/DC100~110V","緑：G"]
[272,"φ22","PL","A22ILDSB100PWLH","A22ILDSB100PWLE","LBA9-24PW","角形","AC/DC100~110V","白：W(消灯時白・点灯時純白）"]
[273,"φ22","PL","A22ILDSB100RLH","A22ILDSB100RLE","LBA9-24WW","角形","AC/DC100~110V","赤：R"]
[274,"φ22","PL","A22ILDSB100WLH","A22ILDSB100WLE","LBA9-24WW","角形","AC/DC100~110V","白：W(消灯時白・点灯時電球色）"]
[275,"φ22","PL","A22ILDSB200OLH","A22ILDSB200OLE","LBA9-24WW","角形","AC/DC200~220V","O：橙"]
[276,"φ22","PL","A22ILDSB200RLH","A22ILDSB200RLE","LBA9-24WW","角形","AC/DC200~220V","赤：R"]
[277,"φ22","PL","A22ILDSWB100GLH","A22ILDSWB100GLE","LBA9-24WW","角ワイド形","AC/DC100~110V","緑：G"]
[278,"φ22","PL","A22ILDSWB100RLH","A22ILDSWB100RLE","LBA9-24WW","角ワイド形","AC/DC100~110V","赤：R"]
[279,"φ22","PL","A22ILT100GLH","A22ILT100GLE","LBA9-6WW","丸形","AC100~110V","緑：G"]
[280,"φ22","PL","A22ILT100HLH","A22ILT100HLE","LBA9-6PW","丸形","AC100~110V","青：H"]
[281,"φ22","PL","A22ILT100OLH","A22ILT100OLE","LBA9-6WW","丸形","AC100~110V","O：橙"]
[282,"φ22","PL","A22ILT100PWLH","A22ILT100PWLE","LBA9-6PW","丸形","AC100~110V","白：W(消灯時白・点灯時純白）"]
[283,"φ22","PL","A22ILT100RLH","A22ILT100RLE","LBA9-6WW","丸形","AC100~110V","赤：R"]
[284,"φ22","PL","A22ILT100WLH","A22ILT100WLE","LBA9-6WW","丸形","AC100~110V","白：W(消灯時白・点灯時電球色）"]
[285,"φ22","PL","A22ILT100YLH","A22ILT100YLE","LBA9-6WW","丸形","AC100~110V","黄色：Y"]
[286,"φ22","PL","A22ILT110GLH","A22ILT110GLE","LBA9-6WW","丸形","AC100~110V","緑：G"]
[287,"φ22","PL","A22ILT110RLH","A22ILT110RLE","LBA9-6WW","丸形","AC100~110V","赤：R"]
[288,"φ22","PL","A22ILT110WLH","A22ILT110WLE","LBA9-6WW","丸形","AC100~110V","白：W(消灯時白・点灯時電球色）"]
[289,"φ22","PL","A22ILT110YLH","A22ILT110YLE","LBA9-6WW","丸形","AC100~110V","黄色：Y"]
[290,"φ22","PL","A22ILT200GLH","A22ILT200GLE","LBA9-6WW","丸形","AC200~220V","緑：G"]
[291,"φ22","PL","A22ILT200HLH","A22ILT200HLE","LBA9-6PW","丸形","AC200~220V","青：H"]
[292,"φ22","PL","A22ILT200OLH","A22ILT200OLE","LBA9-6WW","丸形","AC200~220V","O：橙"]
[293,"φ22","PL","A22ILT200PWLH","A22ILT200PWLE","LBA9-6PW","丸形","AC200~220V","白：W(消灯時白・点灯時純白）"]
[294,"φ22","PL","A22ILT200RLH","A22ILT200RLE","LBA9-6WW","丸形","AC200~220V","赤：R"]
[295,"φ22","PL","A22ILT200WLH","A22ILT200WLE","LBA9-6WW","丸形","AC200~220V","白：W(消灯時白・点灯時電球色）"]
[296,"φ22","PL","A22ILT200YLH","A22ILT200YLE","LBA9-6WW","丸形","AC200~220V","黄色：Y"]
[297,"φ22","PL","A22ILT240HLH","A22ILT240HLE","LBA9-6PW","丸形","-","青：H"]
[298,"φ22","PL","A22ILT240RLH","A22ILT240RLE","LBA9-6WW","丸形","-","赤：R"]
[299,"φ22","PL","A22ILT240YLH","A22ILT240YLE","LBA9-6WW","丸形","-","黄色：Y"]
[300,"φ22","PL","A22ILT400PWLH","A22ILT400PWLE","LBA9-6PW","丸形","AC400~440V","白：W(消灯時白・点灯時純白）"]
[301,"φ22","PL","A22ILT400RLH","A22ILT400RLE","LBA9-6WW","丸形","AC400~440V","赤：R"]
[302,"φ22","PL","A22ILT400WLH","A22ILT400WLE","LBA9-6WW","丸形","AC400~440V","白：W(消灯時白・点灯時電球色）"]
[303,"φ22","PL","A22ILT400YLH","A22ILT400YLE","LBA9-6WW","丸形","AC400~440V","黄色：Y"]
[304,"φ22","PL","A22ILTE100CLH","A22ILTE100CLE","LBA9-6WW","丸形","AC100~110V"]
[305,"φ22","PL","A22ILTE100GLH","A22ILTE100GLE","LBA9-6WW","丸形","AC100~110V","緑：G"]
[306,"φ22","PL","A22ILTE100HLH","A22ILTE100HLE","LBA9-6PW","丸形","AC100~110V","青：H"]
[307,"φ22","PL","A22ILTE100OLH","A22ILTE100OLE","LBA9-6WW","丸形","AC100~110V","O：橙"]
[308,"φ22","PL","A22ILTE100PWLH","A22ILTE100PWLE","LBA9-6PW","丸形","AC100~110V","白：W(消灯時白・点灯時純白）"]
[309,"φ22","PL","A22ILTE100RLH","A22ILTE100RLE","LBA9-6WW","丸形","AC100~110V","赤：R"]
[310,"φ22","PL","A22ILTE100WLH","A22ILTE100WLE","LBA9-6WW","丸形","AC100~110V","白：W(消灯時白・点灯時電球色）"]
[311,"φ22","PL","A22ILTE200GLH","A22ILTE200GLE","LBA9-6WW","丸形","AC200~220V","緑：G"]
[312,"φ22","PL","A22ILTE200OLH","A22ILTE200OLE","LBA9-6WW","丸形","AC200~220V","O：橙"]
[313,"φ22","PL","A22ILTE200PWLH","A22ILTE200PWLE","LBA9-6PW","丸形","AC200~220V","白：W(消灯時白・点灯時純白）"]
[314,"φ22","PL","A22ILTE200RLH","A22ILTE200RLE","LBA9-6WW","丸形","AC200~220V","赤：R"]
[315,"φ22","PL","A22ILTE200WLH","A22ILTE200WLE","LBA9-6WW","丸形","AC200~220V","白：W(消灯時白・点灯時電球色）"]
[316,"φ22","PL","A22ILTE240WLH","A22ILTE240WLE","LBA9-6WW","丸形","-","白：W(消灯時白・点灯時電球色）"]
[317,"φ22","PL","A22ILTE400WLH","A22ILTE400WLE","LBA9-6WW","丸形","AC400~440V","白：W(消灯時白・点灯時電球色）"]
[318,"φ22","PL","A22ILTF100GLH","A22ILTF100GLE","LBA9-6WW","平形","AC100~110V","緑：G"]
[319,"φ22","PL","A22ILTF100OLH","A22ILTF100OLE","LBA9-6WW","平形","AC100~110V","O：橙"]
[320,"φ22","PL","A22ILTF100RLH","A22ILTF100RLE","LBA9-6WW","平形","AC100~110V","赤：R"]
[321,"φ22","PL","A22ILTF110GLH","A22ILTF110GLE","LBA9-6WW","平形","-","緑：G"]
[322,"φ22","PL","A22ILTF110HLH","A22ILTF110HLE","LBA9-6PW","平形","-","青：H"]
[323,"φ22","PL","A22ILTF110PWLH","A22ILTF110PWLE","LBA9-6PW","平形","-","白：W(消灯時白・点灯時純白）"]
[324,"φ22","PL","A22ILTF110RLH","A22ILTF110RLE","LBA9-6WW","平形","-","赤：R"]
[325,"φ22","PL","A22ILTF200GLH","A22ILTF200GLE","LBA9-6WW","平形","AC200~220V","緑：G"]
[326,"φ22","PL","A22ILTF200HLH","A22ILTF200HLE","LBA9-6PW","平形","AC200~220V","青：H"]
[327,"φ22","PL","A22ILTF200OLH","A22ILTF200OLE","LBA9-6WW","平形","AC200~220V","O：橙"]
[328,"φ22","PL","A22ILTF200RLH","A22ILTF200RLE","LBA9-6WW","平形","AC200~220V","赤：R"]
[329,"φ22","PL","A22ILTF220PWLH","A22ILTF220PWLE","LBA9-6PW","平形","AC200~220V","白：W(消灯時白・点灯時純白）"]
[330,"φ22","PL","A22ILTFE100GLH","A22ILTFE100GLE","LBA9-6WW","平形","AC100~110V","緑：G"]
[331,"φ22","PL","A22ILTFE100HLH","A22ILTFE100HLE","LBA9-6PW","平形","AC100~110V","青：H"]
[332,"φ22","PL","A22ILTFE100OLH","A22ILTFE100OLE","LBA9-6WW","平形","AC100~110V","O：橙"]
[333,"φ22","PL","A22ILTFE100RLH","A22ILTFE100RLE","LBA9-6WW","平形","AC100~110V","赤：R"]
[334,"φ22","PL","A22ILTFE200GLH","A22ILTFE200GLE","LBA9-6WW","平形","AC200~220V","緑：G"]
[335,"φ22","PL","A22ILTFE200HLH","A22ILTFE200HLE","LBA9-6PW","平形","AC200~220V","青：H"]
[336,"φ22","PL","A22ILTFE200OLH","A22ILTFE200OLE","LBA9-6WW","平形","AC200~220V","O：橙"]
[337,"φ22","PL","A22ILTFE200PWLH","A22ILTFE200PWLE","LBA9-6PW","平形","AC200~220V","白：W(消灯時白・点灯時純白）"]
[338,"φ22","PL","A22ILTFE200RLH","A22ILTFE200RLE","LBA9-6WW","平形","AC200~220V","赤：R"]
[339,"φ22","PL","A22ILTFE200WLH","A22ILTFE200WLE","LBA9-6WW","平形","AC200~220V","白：W(消灯時白・点灯時電球色）"]
[340,"φ22","PL","A22ILTQ100OLH","A22ILTQ100OLE","LBA9-6WW","長角形","AC100~110V","O：橙"]
[341,"φ22","PL","A22ILTQ100PWLH","A22ILTQ100PWLE","LBA9-6PW","長角形","AC100~110V","白：W(消灯時白・点灯時純白）"]
[342,"φ22","PL","A22ILTQ100RLH","A22ILTQ100RLE","LBA9-6WW","長角形","AC100~110V","赤：R"]
[343,"φ22","PL","A22ILTQ200PWLH","A22ILTQ200PWLE","LBA9-6PW","長角形","AC200~220V","白：W(消灯時白・点灯時純白）"]
[344,"φ22","PL","A22ILTQ200RLH","A22ILTQ200RLE","LBA9-6WW","長角形","AC200~220V","赤：R"]
[345,"φ22","PL","A22ILTQB100HLH","A22ILTQB100HLE","LBA9-6PW","長角形","AC100~110V","青：H"]
[346,"φ22","PL","A22ILTQB100WLH","A22ILTQB100WLE","LBA9-6WW","長角形","AC100~110V","白：W(消灯時白・点灯時電球色）"]
[347,"φ22","PL","A22ILTQB200GLH","A22ILTQB200GLE","LBA9-6WW","長角形","AC200~220V","緑：G"]
[348,"φ22","PL","A22ILTQB200RLH","A22ILTQB200RLE","LBA9-6WW","長角形","AC200~220V","赤：R"]
[349,"φ22","PL","A22ILTQB200WLH","A22ILTQB200WLE","LBA9-6WW","長角形","AC200~220V","白：W(消灯時白・点灯時電球色）"]
[350,"φ22","PL","A22ILTS100GLH","A22ILTS100GLE","LBA9-6WW","角形","AC100~110V","緑：G"]
[351,"φ22","PL","A22ILTS100HLH","A22ILTS100HLE","LBA9-6PW","角形","AC100~110V","青：H"]
[352,"φ22","PL","A22ILTS100OLH","A22ILTS100OLE","LBA9-6WW","角形","AC100~110V","O：橙"]
[353,"φ22","PL","A22ILTS100RLH","A22ILTS100RLE","LBA9-6WW","角形","AC100~110V","赤：R"]
[354,"φ22","PL","A22ILTS200OLH","A22ILTS200OLE","LBA9-6WW","角形","AC200~220V","O：橙"]
[355,"φ22","PL","A22ILTS200RLH","A22ILTS200RLE","LBA9-6WW","角形","AC200~220V","赤：R"]
[356,"φ22","PL","A22ILTS200WLH","A22ILTS200WLE","LBA9-6WW","角形","AC200~220V","白：W(消灯時白・点灯時電球色）"]
[357,"φ22","PL","A22ILTSB100HLH","A22ILTSB100HLE","LBA9-6PW","角形","AC100~110V","青：H"]
[358,"φ22","PL","A22ILTSB100OLH","A22ILTSB100OLE","LBA9-6WW","角形","AC100~110V","O：橙"]
[359,"φ22","PL","A22ILTSB100PWLH","A22ILTSB100PWLE","LBA9-6PW","角形","AC100~110V","白：W(消灯時白・点灯時純白）"]
[360,"φ22","PL","A22ILTSB100WLH","A22ILTSB100WLE","LBA9-6WW","角形","AC100~110V","白：W(消灯時白・点灯時電球色）"]
[361,"φ22","PL","A22ILTSB200GLH","A22ILTSB200GLE","LBA9-6WW","角形","AC200~220V","緑：G"]
[362,"φ22","PL","A22ILTSB200HLH","A22ILTSB200HLE","LBA9-6PW","角形","AC200~220V","青：H"]
[363,"φ22","PL","A22ILTSB200OLH","A22ILTSB200OLE","LBA9-6WW","角形","AC200~220V","O：橙"]
[364,"φ22","PL","A22ILTSB200PWLH","A22ILTSB200PWLE","LBA9-6PW","角形","AC200~220V","白：W(消灯時白・点灯時純白）"]
[365,"φ22","PL","A22ILTSB200RLH","A22ILTSB200RLE","LBA9-6WW","角形","AC200~220V","赤：R"]
[366,"φ22","PL","A22ILTSB200WLH","A22ILTSB200WLE","LBA9-6WW","角形","AC200~220V","白：W(消灯時白・点灯時電球色）"]
[367,"φ22","PL","A22ILTSB200YLH","A22ILTSB200YLE","LBA9-6WW","角形","-","黄色：Y"]
[368,"φ22","PL","A22ILTSB400PWLH","A22ILTSB400PWLE","LBA9-6PW","角形","AC400~440V","白：W(消灯時白・点灯時純白）"]
[369,"φ22","PL","A22ILTSW200WLH","A22ILTSW200WLE","LBA9-6WW","角ワイド形","-","白：W(消灯時白・点灯時電球色）"]
[370,"φ22","PL","A22ILTSWB100OLH","A22ILTSWB100OLE","LBA9-6WW","角ワイド形","AC100~110V","O：橙"]
[371,"φ22","PL","A22ILTSWB100WLH","A22ILTSWB100WLE","LBA9-6WW","角ワイド形","AC100~110V","白：W(消灯時白・点灯時電球色）"]
[372,"φ22","PL","A22ILTSWB200OLH","A22ILTSWB200OLE","LBA9-6WW","角ワイド形","AC200~220V","O：橙"]
[373,"φ22","PL","A22ILTSWB200WLH","A22ILTSWB200WLE","LBA9-6WW","角ワイド形","AC200~220V","白：W(消灯時白・点灯時電球色）"]
[374,"φ25","PBL","A25FA2401GLH","A25FA2401GLE","LBA9-24WW","突形","AC/DC24V","緑：G"]
[375,"φ25","PBL","A25FA2401HLH","A25FA2401HLE","LBA9-24PW","突形","AC/DC24V","青：H"]
[376,"φ25","PBL","A25FA2401RLH","A25FA2401RLE","LBA9-24WW","突形","AC/DC24V","赤：R"]
[377,"φ25","PBL","A25FA2410GLH","A25FA2410GLE","LBA9-24WW","突形","AC/DC24V","緑：G"]
[378,"φ25","PBL","A25FA2410GLHJ","A25FA2410GLEJ","LBA9-24WW","突形","AC/DC24V","緑：G"]
[379,"φ25","PBL","A25FA2410HLH","A25FA2410HLE","LBA9-24PW","突形","AC/DC24V","青：H"]
[380,"φ25","PBL","A25FA2410HLHJ","A25FA2410HLEJ","LBA9-24PW","突形","AC/DC24V","青：H"]
[381,"φ25","PBL","A25FA2410OLH","A25FA2410OLE","LBA9-24WW","突形","AC/DC24V","O：橙"]
[382,"φ25","PBL","A25FA2410RLH","A25FA2410RLE","LBA9-24WW","突形","AC/DC24V","赤：R"]
[383,"φ25","PBL","A25FA2410WLH","A25FA2410WLE","LBA9-24WW","突形","AC/DC24V","白：W(消灯時白・点灯時電球色）"]
[384,"φ25","PBL","A25FA2410WLHJ","A25FA2410WLEJ","LBA9-24WW","突形","AC/DC24V","白：W(消灯時白・点灯時電球色）"]
[385,"φ25","PBL","A25FA2411GLH","A25FA2411GLE","LBA9-24WW","突形","AC/DC24V","緑：G"]
[386,"φ25","PBL","A25FA2411GLHJ","A25FA2411GLEJ","LBA9-24WW","突形","AC/DC24V","緑：G"]
[387,"φ25","PBL","A25FA2411HLH","A25FA2411HLE","LBA9-24PW","突形","AC/DC24V","青：H"]
[388,"φ25","PBL","A25FA2411RLH","A25FA2411RLE","LBA9-24WW","突形","AC/DC24V","赤：R"]
[389,"φ25","PBL","A25FA2411RLHJ","A25FA2411RLEJ","LBA9-24WW","突形","AC/DC24V","赤：R"]
[390,"φ25","PBL","A25FA2411WLH","A25FA2411WLE","LBA9-24WW","突形","AC/DC24V","白：W(消灯時白・点灯時電球色）"]
[391,"φ25","PBL","A25FA2420PWLH","A25FA2420PWLE","LBA9-24PW","突形","AC/DC24V","白：W(消灯時白・点灯時純白）"]
[392,"φ25","PBL","A25FA2420WLHJ","A25FA2420WLEJ","LBA9-24WW","突形","AC/DC24V","白：W(消灯時白・点灯時電球色）"]
[393,"φ25","PBL","A25FAD2410HLH","A25FAD2410HLE","LBA9-24PW","突形","AC/DC24V","青：H"]
[394,"φ25","PBL","A25FAE2401GLH","A25FAE2401GLE","LBA9-24WW","突形","AC/DC24V","緑：G"]
[395,"φ25","PBL","A25FAE2410GLH","A25FAE2410GLE","LBA9-24WW","突形","AC/DC24V","緑：G"]
[396,"φ25","PBL","A25FAE2410GLHJ","A25FAE2410GLEJ","LBA9-24WW","突形","AC/DC24V","緑：G"]
[397,"φ25","PBL","A25FAE2410RLH","A25FAE2410RLE","LBA9-24WW","突形","AC/DC24V","赤：R"]
[398,"φ25","PBL","A25FAG2401GLHJ","A25FAG2401GLEJ","LBA9-24WW","金属ガード（穴あり）形","AC/DC24V","緑：G"]
[399,"φ25","PBL","A25FAG2401HLHJ","A25FAG2401HLEJ","LBA9-24PW","金属ガード（穴あり）形","AC/DC24V","青：H"]
[400,"φ25","PBL","A25FAG2401PWLHJ","A25FAG2401PWLEJ","LBA9-24PW","金属ガード（穴あり）形","AC/DC24V","白：W(消灯時白・点灯時純白）"]
[401,"φ25","PBL","A25FAG2401RLH","A25FAG2401RLE","LBA9-24WW","金属ガード（穴あり）形","AC/DC24V","赤：R"]
[402,"φ25","PBL","A25FAG2401RLHJ","A25FAG2401RLEJ","LBA9-24WW","金属ガード（穴あり）形","AC/DC24V","赤：R"]
[403,"φ25","PBL","A25FAG2410GLH","A25FAG2410GLE","LBA9-24WW","金属ガード（穴あり）形","AC/DC24V","緑：G"]
[404,"φ25","PBL","A25FAG2410GLHJ","A25FAG2410GLEJ","LBA9-24WW","金属ガード（穴あり）形","AC/DC24V","緑：G"]
[405,"φ25","PBL","A25FAG2410HLHJ","A25FAG2410HLEJ","LBA9-24PW","金属ガード（穴あり）形","AC/DC24V","青：H"]
[406,"φ25","PBL","A25FAG2410OLHJ","A25FAG2410OLEJ","LBA9-24WW","金属ガード（穴あり）形","AC/DC24V","O：橙"]
[407,"φ25","PBL","A25FAG2410PWLH","A25FAG2410PWLE","LBA9-24PW","金属ガード（穴あり）形","AC/DC24V","白：W(消灯時白・点灯時純白）"]
[408,"φ25","PBL","A25FAG2410PWLHJ","A25FAG2410PWLEJ","LBA9-24PW","金属ガード（穴あり）形","AC/DC24V","白：W(消灯時白・点灯時純白）"]
[409,"φ25","PBL","A25FAG2410RLH","A25FAG2410RLE","LBA9-24WW","金属ガード（穴あり）形","AC/DC24V","赤：R"]
[410,"φ25","PBL","A25FAG2410RLHJ","A25FAG2410RLEJ","LBA9-24WW","金属ガード（穴あり）形","AC/DC24V","赤：R"]
[411,"φ25","PBL","A25FAG2410WLH","A25FAG2410WLE","LBA9-24WW","金属ガード（穴あり）形","AC/DC24V","白：W(消灯時白・点灯時電球色）"]
[412,"φ25","PBL","A25FAG2410YLH","A25FAG2410YLE","LBA9-24WW","金属ガード（穴あり）形","AC/DC24V","黄色：Y"]
[413,"φ25","PBL","A25FAG2410YLHJ","A25FAG2410YLEJ","LBA9-24WW","金属ガード（穴あり）形","AC/DC24V","黄色：Y"]
[414,"φ25","PBL","A25FAG2411GLH","A25FAG2411GLE","LBA9-24WW","金属ガード（穴あり）形","AC/DC24V","緑：G"]
[415,"φ25","PBL","A25FAG2411HLH","A25FAG2411HLE","LBA9-24PW","金属ガード（穴あり）形","AC/DC24V","青：H"]
[416,"φ25","PBL","A25FAG2411OLH","A25FAG2411OLE","LBA9-24WW","金属ガード（穴あり）形","AC/DC24V","O：橙"]
[417,"φ25","PBL","A25FAG2411OLHJ","A25FAG2411OLEJ","LBA9-24WW","金属ガード（穴あり）形","AC/DC24V","O：橙"]
[418,"φ25","PBL","A25FAG2411PWLH","A25FAG2411PWLE","LBA9-24PW","金属ガード（穴あり）形","AC/DC24V","白：W(消灯時白・点灯時純白）"]
[419,"φ25","PBL","A25FAG2411RLH","A25FAG2411RLE","LBA9-24WW","金属ガード（穴あり）形","AC/DC24V","赤：R"]
[420,"φ25","PBL","A25FAG2411YLH","A25FAG2411YLE","LBA9-24WW","金属ガード（穴あり）形","AC/DC24V","黄色：Y"]
[421,"φ25","PBL","A25FAG2420PWLH","A25FAG2420PWLE","LBA9-24PW","金属ガード（穴あり）形","AC/DC24V","白：W(消灯時白・点灯時純白）"]
[422,"φ25","PBL","A25FAGB2410HLHJ","A25FAGB2410HLEJ","LBA9-24PW","金属ガード（穴なし）形","AC/DC24V","青：H"]
[423,"φ25","PBL","A25FAGB2420GLH","A25FAGB2420GLE","LBA9-24WW","金属ガード（穴なし）形","AC/DC24V","緑：G"]
[424,"φ25","PBL","A25FAGB2420HLH","A25FAGB2420HLE","LBA9-24PW","金属ガード（穴なし）形","AC/DC24V","青：H"]
[425,"φ25","PBL","A25FAGB2420RLH","A25FAGB2420RLE","LBA9-24WW","金属ガード（穴なし）形","AC/DC24V","赤：R"]
[426,"φ25","PBL","A25FAGB604OLH","A25FAGB604OLE","LBA9-6WW","金属ガード（穴なし）形","AC/DC6V","O：橙"]
[427,"φ25","PBL","A25FAGB611GLH","A25FAGB611GLE","LBA9-6WW","金属ガード（穴なし）形","AC/DC6V","緑：G"]
[428,"φ25","PBL","A25FAGB611OLH","A25FAGB611OLE","LBA9-6WW","金属ガード（穴なし）形","AC/DC6V","O：橙"]
[429,"φ25","PBL","A25FAGB611RLH","A25FAGB611RLE","LBA9-6WW","金属ガード（穴なし）形","AC/DC6V","赤：R"]
[430,"φ25","PBL","A25FAGH2410GLH","A25FAGH2410GLE","LBA9-24WW","金属ガード（穴あり）形","AC/DC24V","緑：G"]
[431,"φ25","PBL","A25FAGH2410GLHJ","A25FAGH2410GLEJ","LBA9-24WW","金属ガード（穴あり）形","AC/DC24V","緑：G"]
[432,"φ25","PBL","A25FAGH2410HLH","A25FAGH2410HLE","LBA9-24PW","金属ガード（穴あり）形","AC/DC24V","青：H"]
[433,"φ25","PBL","A25FAGH2410OLHJ","A25FAGH2410OLEJ","LBA9-24WW","金属ガード（穴あり）形","AC/DC24V","O：橙"]
[434,"φ25","PBL","A25FAGH2410PWLHJ","A25FAGH2410PWLEJ","LBA9-24PW","金属ガード（穴あり）形","AC/DC24V","白：W(消灯時白・点灯時純白）"]
[435,"φ25","PBL","A25FAGH2410RLH","A25FAGH2410RLE","LBA9-24WW","金属ガード（穴あり）形","AC/DC24V","赤：R"]
[436,"φ25","PBL","A25FAGH2410RLHJ","A25FAGH2410RLEJ","LBA9-24WW","金属ガード（穴あり）形","AC/DC24V","赤：R"]
[437,"φ25","PBL","A25FAGH2410WLHJ","A25FAGH2410WLEJ","LBA9-24WW","金属ガード（穴あり）形","AC/DC24V","白：W(消灯時白・点灯時電球色）"]
[438,"φ25","PBL","A25FAGH2411PWLHJ","A25FAGH2411PWLEJ","LBA9-24PW","金属ガード（穴あり）形","AC/DC24V","白：W(消灯時白・点灯時純白）"]
[439,"φ25","PBL","A25FAGH2411RLH","A25FAGH2411RLE","LBA9-24WW","金属ガード（穴あり）形","AC/DC24V","赤：R"]
[440,"φ25","PBL","A25FAH2410HLH","A25FAH2410HLE","LBA9-24PW","突形","AC/DC24V","青：H"]
[441,"φ25","PBL","A25FAH2411HLH","A25FAH2411HLE","LBA9-24PW","突形","AC/DC24V","青：H"]
[442,"φ25","PBL","A25FAM2410RLH","A25FAM2410RLE","LBA9-24WW","プッシュロックきのこ形","AC/DC24V","赤：R"]
[443,"φ25","PBL","A25FAM2411RLH","A25FAM2411RLE","LBA9-24WW","プッシュロックきのこ形","AC/DC24V","赤：R"]
[444,"φ25","PBL","A25FD10001GLH","A25FD10001GLE","LBA9-24WW","突形","AC/DC100~110V","緑：G"]
[445,"φ25","PBL","A25FD10010OLH","A25FD10010OLE","LBA9-24WW","突形","AC/DC100~110V","O：橙"]
[446,"φ25","PBL","A25FD10010RLH","A25FD10010RLE","LBA9-24WW","突形","AC/DC100~110V","赤：R"]
[447,"φ25","PBL","A25FD10010YLH","A25FD10010YLE","LBA9-24WW","突形","AC/DC100~110V","黄色：Y"]
[448,"φ25","PBL","A25FD10011GLH","A25FD10011GLE","LBA9-24WW","突形","AC/DC100~110V","緑：G"]
[449,"φ25","PBL","A25FD10011GLHJ","A25FD10011GLEJ","LBA9-24WW","突形","AC/DC100~110V","緑：G"]
[450,"φ25","PBL","A25FD10011HLH","A25FD10011HLE","LBA9-24PW","突形","AC/DC100~110V","青：H"]
[451,"φ25","PBL","A25FD10011RLH","A25FD10011RLE","LBA9-24WW","突形","AC/DC100~110V","赤：R"]
[452,"φ25","PBL","A25FD10011RLHJ","A25FD10011RLEJ","LBA9-24WW","突形","AC/DC100~110V","赤：R"]
[453,"φ25","PBL","A25FD20001RLH","A25FD20001RLE","LBA9-24WW","突形","AC/DC200~220V","赤：R"]
[454,"φ25","PBL","A25FD20011GLH","A25FD20011GLE","LBA9-24WW","突形","AC/DC200~220V","緑：G"]
[455,"φ25","PBL","A25FD20011OLH","A25FD20011OLE","LBA9-24WW","突形","AC/DC200~220V","O：橙"]
[456,"φ25","PBL","A25FD20011RLH","A25FD20011RLE","LBA9-24WW","突形","AC/DC200~220V","赤：R"]
[457,"φ25","PBL","A25FDE10001GLH","A25FDE10001GLE","LBA9-24WW","突形","AC/DC100~110V","緑：G"]
[458,"φ25","PBL","A25FDE10010RLH","A25FDE10010RLE","LBA9-24WW","突形","AC/DC100~110V","赤：R"]
[459,"φ25","PBL","A25FDE10010WLH","A25FDE10010WLE","LBA9-24WW","突形","AC/DC100~110V","白：W(消灯時白・点灯時電球色）"]
[460,"φ25","PBL","A25FDE20001RLH","A25FDE20001RLE","LBA9-24WW","突形","AC/DC200~220V","赤：R"]
[461,"φ25","PBL","A25FDE20010GLH","A25FDE20010GLE","LBA9-24WW","突形","AC/DC200~220V","緑：G"]
[462,"φ25","PBL","A25FDG10001OLH","A25FDG10001OLE","LBA9-24WW","金属ガード（穴あり）形","AC/DC100~110V","O：橙"]
[463,"φ25","PBL","A25FDG10010RLH","A25FDG10010RLE","LBA9-24WW","金属ガード（穴あり）形","AC/DC100~110V","赤：R"]
[464,"φ25","PBL","A25FDG10011GLH","A25FDG10011GLE","LBA9-24WW","金属ガード（穴あり）形","AC/DC100~110V","緑：G"]
[465,"φ25","PBL","A25FDG10011HLH","A25FDG10011HLE","LBA9-24PW","金属ガード（穴あり）形","AC/DC100~110V","青：H"]
[466,"φ25","PBL","A25FDG10011OLH","A25FDG10011OLE","LBA9-24WW","金属ガード（穴あり）形","AC/DC100~110V","O：橙"]
[467,"φ25","PBL","A25FDG10011RLH","A25FDG10011RLE","LBA9-24WW","金属ガード（穴あり）形","AC/DC100~110V","赤：R"]
[468,"φ25","PBL","A25FDG10011WLH","A25FDG10011WLE","LBA9-24WW","金属ガード（穴あり）形","AC/DC100~110V","白：W(消灯時白・点灯時電球色）"]
[469,"φ25","PBL","A25FDG10011YLH","A25FDG10011YLE","LBA9-24WW","金属ガード（穴あり）形","AC/DC100~110V","黄色：Y"]
[470,"φ25","PBL","A25FDG10020GLH","A25FDG10020GLE","LBA9-24WW","金属ガード（穴あり）形","AC/DC100~110V","緑：G"]
[471,"φ25","PBL","A25FDG10020RLH","A25FDG10020RLE","LBA9-24WW","金属ガード（穴あり）形","AC/DC100~110V","赤：R"]
[472,"φ25","PBL","A25FDG20010RLH","A25FDG20010RLE","LBA9-24WW","金属ガード（穴あり）形","AC/DC200~220V","赤：R"]
[473,"φ25","PBL","A25FDG20011GLH","A25FDG20011GLE","LBA9-24WW","金属ガード（穴あり）形","AC/DC200~220V","緑：G"]
[474,"φ25","PBL","A25FDG20011HLH","A25FDG20011HLE","LBA9-24PW","金属ガード（穴あり）形","AC/DC200~220V","青：H"]
[475,"φ25","PBL","A25FDG20011OLH","A25FDG20011OLE","LBA9-24WW","金属ガード（穴あり）形","AC/DC200~220V","O：橙"]
[476,"φ25","PBL","A25FDG20011RLH","A25FDG20011RLE","LBA9-24WW","金属ガード（穴あり）形","AC/DC200~220V","赤：R"]
[477,"φ25","PBL","A25FDG20011RLHJ","A25FDG20011RLEJ","LBA9-24WW","金属ガード（穴あり）形","AC/DC200~220V","赤：R"]
[478,"φ25","PBL","A25FDG20011WLH","A25FDG20011WLE","LBA9-24WW","金属ガード（穴あり）形","AC/DC200~220V","白：W(消灯時白・点灯時電球色）"]
[479,"φ25","PBL","A25FDG20011YLH","A25FDG20011YLE","LBA9-24WW","金属ガード（穴あり）形","AC/DC200~220V","黄色：Y"]
[480,"φ25","PBL","A25FDGB10010GLHJ","A25FDGB10010GLEJ","LBA9-24WW","金属ガード（穴なし）形","AC/DC100~110V","緑：G"]
[481,"φ25","PBL","A25FDGB10010RLHJ","A25FDGB10010RLEJ","LBA9-24WW","金属ガード（穴なし）形","AC/DC100~110V","赤：R"]
[482,"φ25","PBL","A25FDGB10010WLHJ","A25FDGB10010WLEJ","LBA9-24WW","金属ガード（穴なし）形","AC/DC100~110V","白：W(消灯時白・点灯時電球色）"]
[483,"φ25","PBL","A25FDGB10011GLH","A25FDGB10011GLE","LBA9-24WW","金属ガード（穴なし）形","AC/DC100~110V","緑：G"]
[484,"φ25","PBL","A25FDGB20040GLHJ","A25FDGB20040GLEJ","LBA9-24WW","金属ガード（穴なし）形","AC/DC200~220V","緑：G"]
[485,"φ25","PBL","A25FDGBH20040GLHJ","A25FDGBH20040GLEJ","LBA9-24WW","金属ガード（穴なし）形","AC/DC200~220V","緑：G"]
[486,"φ25","PBL","A25FDGH20020GLH","A25FDGH20020GLE","LBA9-24WW","金属ガード（穴あり）形","AC/DC200~220V","緑：G"]
[487,"φ25","PBL","A25FDH10011HLH","A25FDH10011HLE","LBA9-24PW","突形","AC/DC100~110V","青：H"]
[488,"φ25","PBL","A25FDH10011WLH","A25FDH10011WLE","LBA9-24WW","突形","AC/DC100~110V","白：W(消灯時白・点灯時電球色）"]
[489,"φ25","PBL","A25FDM10011RLH","A25FDM10011RLE","LBA9-24WW","プッシュロックきのこ形","AC/DC100~110V","赤：R"]
[490,"φ25","PBL","A25FDM20011RLH","A25FDM20011RLE","LBA9-24WW","プッシュロックきのこ形","AC/DC100~110V","赤：R"]
[491,"φ25","ICOS","A25FSA22410PWLHVJ","A25FSA22410PWLEVJ","LBA9-24PW","つまみ形","AC/DC24V","白：W(消灯時白・点灯時純白）"]
[492,"φ25","ICOS","A25FSA22411PWLHJ","A25FSA22411PWLEJ","LBA9-24PW","つまみ形","AC/DC24V","白：W(消灯時白・点灯時純白）"]
[493,"φ25","ICOS","A25FSA22411PWLHVJ","A25FSA22411PWLEVJ","LBA9-24PW","つまみ形","AC/DC24V","白：W(消灯時白・点灯時純白）"]
[494,"φ25","ICOS","A25FSA22411YLH","A25FSA22411YLE","LBA9-24WW","つまみ形","AC/DC24V","黄色：Y"]
[495,"φ25","ICOS","A25FSA22420PWLHVJ","A25FSA22420PWLEVJ","LBA9-24PW","つまみ形","AC/DC24V","白：W(消灯時白・点灯時純白）"]
[496,"φ25","ICOS","A25FSA22420WLHJ","A25FSA22420WLEJ","LBA9-24WW","つまみ形","AC/DC24V","白：W(消灯時白・点灯時電球色）"]
[497,"φ25","ICOS","A25FSA22420WLHVJ","A25FSA22420WLEVJ","LBA9-24WW","つまみ形","AC/DC24V","白：W(消灯時白・点灯時電球色）"]
[498,"φ25","ICOS","A25FSA32411PWLH","A25FSA32411PWLE","LBA9-24PW","つまみ形","AC/DC24V","白：W(消灯時白・点灯時純白）"]
[499,"φ25","ICOS","A25FSA32411RLH","A25FSA32411RLE","LBA9-24WW","つまみ形","AC/DC24V","赤：R"]
[500,"φ25","ICOS","A25FSA32422RLH","A25FSA32422RLE","LBA9-24WW","つまみ形","AC/DC24V","赤：R"]
[501,"φ25","ICOS","A25FSA3LR2411GLHJ","A25FSA3LR2411GLEJ","LBA9-24WW","つまみ形","AC/DC24V","緑：G"]
[502,"φ25","ICOS","A25FSAE22410HLH","A25FSAE22410HLE","LBA9-24PW","つまみ形","AC/DC24V","青：H"]
[503,"φ25","ICOS","A25FSAE32411GLH","A25FSAE32411GLE","LBA9-24WW","つまみ形","AC/DC24V","緑：G"]
[504,"φ25","ICOS","A25FST210010OLH","A25FST210010OLE","LBA9-6WW","つまみ形","AC100~110V","O：橙"]
[505,"φ25","ICOS","A25FST210010OLHJ","A25FST210010OLEJ","LBA9-6WW","つまみ形","AC100~110V","O：橙"]
[506,"φ25","ICOS","A25FST220010HLH","A25FST220010HLE","LBA9-6PW","つまみ形","-","青：H"]
[507,"φ25","ICOS","A25FST220010PWLHJ","A25FST220010PWLEJ","LBA9-6PW","つまみ形","-","白：W(消灯時白・点灯時純白）"]
[508,"φ25","ICOS","A25FST2L10010PWLH","A25FST2L10010PWLE","LBA9-6PW","つまみ形","AC100~110V","白：W(消灯時白・点灯時純白）"]
[509,"φ25","ICOS","A25FST310011HLH","A25FST310011HLE","LBA9-6PW","つまみ形","AC100~110V","青：H"]
[510,"φ25","ICOS","A25FST310011PWLH","A25FST310011PWLE","LBA9-6PW","つまみ形","AC100~110V","白：W(消灯時白・点灯時純白）"]
[511,"φ25","ICOS","A25FST310011PWLHVJ","A25FST310011PWLEVJ","LBA9-6PW","つまみ形","AC100~110V","白：W(消灯時白・点灯時純白）"]
[512,"φ25","ICOS","A25FST320011RLH","A25FST320011RLE","LBA9-6WW","つまみ形","AC200~220V","赤：R"]
[513,"φ25","PBL","A25FT10001GLH","A25FT10001GLE","LBA9-6WW","突形","AC100~110V","緑：G"]
[514,"φ25","PBL","A25FT10001GLHJ","A25FT10001GLEJ","LBA9-6WW","突形","AC100~110V","緑：G"]
[515,"φ25","PBL","A25FT10001HLH","A25FT10001HLE","LBA9-6PW","突形","AC100~110V","青：H"]
[516,"φ25","PBL","A25FT10001OLH","A25FT10001OLE","LBA9-6WW","突形","AC100~110V","O：橙"]
[517,"φ25","PBL","A25FT10010GLH","A25FT10010GLE","LBA9-6WW","突形","AC100~110V","緑：G"]
[518,"φ25","PBL","A25FT10010HLH","A25FT10010HLE","LBA9-6PW","突形","AC100~110V","青：H"]
[519,"φ25","PBL","A25FT10010OLH","A25FT10010OLE","LBA9-6WW","突形","AC100~110V","O：橙"]
[520,"φ25","PBL","A25FT10010RLH","A25FT10010RLE","LBA9-6WW","突形","AC100~110V","赤：R"]
[521,"φ25","PBL","A25FT10010RLHJ","A25FT10010RLEJ","LBA9-6WW","突形","AC100~110V","赤：R"]
[522,"φ25","PBL","A25FT10011GLH","A25FT10011GLE","LBA9-6WW","突形","AC100~110V","緑：G"]
[523,"φ25","PBL","A25FT20001RLH","A25FT20001RLE","LBA9-6WW","突形","AC200~220V","赤：R"]
[524,"φ25","PBL","A25FT20010GLH","A25FT20010GLE","LBA9-6WW","突形","AC200~220V","緑：G"]
[525,"φ25","PBL","A25FT20010GLHJ","A25FT20010GLEJ","LBA9-6WW","突形","AC200~220V","緑：G"]
[526,"φ25","PBL","A25FT20010HLH","A25FT20010HLE","LBA9-6PW","突形","AC200~220V","青：H"]
[527,"φ25","PBL","A25FT20010HLHJ","A25FT20010HLEJ","LBA9-6PW","突形","AC200~220V","青：H"]
[528,"φ25","PBL","A25FT20010RLH","A25FT20010RLE","LBA9-6WW","突形","AC200~220V","赤：R"]
[529,"φ25","PBL","A25FT20010RLHJ","A25FT20010RLEJ","LBA9-6WW","突形","AC200~220V","赤：R"]
[530,"φ25","PBL","A25FT20010WLH","A25FT20010WLE","LBA9-6WW","突形","AC200~220V","白：W(消灯時白・点灯時電球色）"]
[531,"φ25","PBL","A25FT20010WLHJ","A25FT20010WLEJ","LBA9-6WW","突形","AC200~220V","白：W(消灯時白・点灯時電球色）"]
[532,"φ25","PBL","A25FT20010YLH","A25FT20010YLE","LBA9-6WW","突形","AC200~220V","黄色：Y"]
[533,"φ25","PBL","A25FT20011GLH","A25FT20011GLE","LBA9-6WW","突形","AC200~220V","緑：G"]
[534,"φ25","PBL","A25FT20011GLHJ","A25FT20011GLEJ","LBA9-6WW","突形","AC200~220V","緑：G"]
[535,"φ25","PBL","A25FT20011HLH","A25FT20011HLE","LBA9-6PW","突形","AC200~220V","青：H"]
[536,"φ25","PBL","A25FT20011HLHJ","A25FT20011HLEJ","LBA9-6PW","突形","AC200~220V","青：H"]
[537,"φ25","PBL","A25FT20011OLH","A25FT20011OLE","LBA9-6WW","突形","AC200~220V","O：橙"]
[538,"φ25","PBL","A25FT20011RLH","A25FT20011RLE","LBA9-6WW","突形","AC200~220V","赤：R"]
[539,"φ25","PBL","A25FT20011RLHJ","A25FT20011RLEJ","LBA9-6WW","突形","AC200~220V","赤：R"]
[540,"φ25","PBL","A25FT20011WLHJ","A25FT20011WLEJ","LBA9-6WW","突形","AC200~220V","白：W(消灯時白・点灯時電球色）"]
[541,"φ25","PBL","A25FT20020RLH","A25FT20020RLE","LBA9-6WW","突形","AC200~220V","赤：R"]
[542,"φ25","PBL","A25FT20022GLH","A25FT20022GLE","LBA9-6WW","突形","AC200~220V","緑：G"]
[543,"φ25","PBL","A25FT20022RLH","A25FT20022RLE","LBA9-6WW","突形","AC200~220V","赤：R"]
[544,"φ25","PBL","A25FTE10010PWLH","A25FTE10010PWLE","LBA9-6PW","突形","AC100~110V","白：W(消灯時白・点灯時純白）"]
[545,"φ25","PBL","A25FTE20010OLH","A25FTE20010OLE","LBA9-6WW","突形","AC100~110V","O：橙"]
[546,"φ25","PBL","A25FTE20010PWLH","A25FTE20010PWLE","LBA9-6PW","突形","AC100~110V","白：W(消灯時白・点灯時純白）"]
[547,"φ25","PBL","A25FTE20010WLH","A25FTE20010WLE","LBA9-6WW","突形","AC100~110V","白：W(消灯時白・点灯時電球色）"]
[548,"φ25","PBL","A25FTEH20010GLHJ","A25FTEH20010GLEJ","LBA9-6WW","突形","AC100~110V","緑：G"]
[549,"φ25","PBL","A25FTG10010GLH","A25FTG10010GLE","LBA9-6WW","金属ガード（穴あり）形","AC100~110V","緑：G"]
[550,"φ25","PBL","A25FTG10010GLHJ","A25FTG10010GLEJ","LBA9-6WW","金属ガード（穴あり）形","AC100~110V","緑：G"]
[551,"φ25","PBL","A25FTG10010HLH","A25FTG10010HLE","LBA9-6PW","金属ガード（穴あり）形","AC100~110V","青：H"]
[552,"φ25","PBL","A25FTG10010OLHJ","A25FTG10010OLEJ","LBA9-6WW","金属ガード（穴あり）形","AC100~110V","O：橙"]
[553,"φ25","PBL","A25FTG10010PWLH","A25FTG10010PWLE","LBA9-6PW","金属ガード（穴あり）形","AC100~110V","白：W(消灯時白・点灯時純白）"]
[554,"φ25","PBL","A25FTG10010PWLHJ","A25FTG10010PWLEJ","LBA9-6PW","金属ガード（穴あり）形","AC100~110V","白：W(消灯時白・点灯時純白）"]
[555,"φ25","PBL","A25FTG10011GLH","A25FTG10011GLE","LBA9-6WW","金属ガード（穴あり）形","AC100~110V","緑：G"]
[556,"φ25","PBL","A25FTG10011HLH","A25FTG10011HLE","LBA9-6PW","金属ガード（穴あり）形","AC100~110V","青：H"]
[557,"φ25","PBL","A25FTG10011RLH","A25FTG10011RLE","LBA9-6WW","金属ガード（穴あり）形","AC100~110V","赤：R"]
[558,"φ25","PBL","A25FTG10022OLH","A25FTG10022OLE","LBA9-6WW","金属ガード（穴あり）形","AC100~110V","O：橙"]
[559,"φ25","PBL","A25FTG10022RLH","A25FTG10022RLE","LBA9-6WW","金属ガード（穴あり）形","AC100~110V","赤：R"]
[560,"φ25","PBL","A25FTG10022WLHJ","A25FTG10022WLEJ","LBA9-6WW","金属ガード（穴あり）形","AC100~110V","白：W(消灯時白・点灯時電球色）"]
[561,"φ25","PBL","A25FTG20001GLH","A25FTG20001GLE","LBA9-6WW","金属ガード（穴あり）形","AC200~220V","緑：G"]
[562,"φ25","PBL","A25FTG20010OLHJ","A25FTG20010OLEJ","LBA9-6WW","金属ガード（穴あり）形","AC200~220V","O：橙"]
[563,"φ25","PBL","A25FTG20010RLH","A25FTG20010RLE","LBA9-6WW","金属ガード（穴あり）形","AC200~220V","赤：R"]
[564,"φ25","PBL","A25FTG20011GLH","A25FTG20011GLE","LBA9-6WW","金属ガード（穴あり）形","AC200~220V","緑：G"]
[565,"φ25","PBL","A25FTG20011GLHJ","A25FTG20011GLEJ","LBA9-6WW","金属ガード（穴あり）形","AC200~220V","緑：G"]
[566,"φ25","PBL","A25FTG20011HLH","A25FTG20011HLE","LBA9-6PW","金属ガード（穴あり）形","AC200~220V","青：H"]
[567,"φ25","PBL","A25FTG20011HLHJ","A25FTG20011HLEJ","LBA9-6PW","金属ガード（穴あり）形","AC200~220V","青：H"]
[568,"φ25","PBL","A25FTG20011RLH","A25FTG20011RLE","LBA9-6WW","金属ガード（穴あり）形","AC200~220V","赤：R"]
[569,"φ25","PBL","A25FTG20011WLH","A25FTG20011WLE","LBA9-6WW","金属ガード（穴あり）形","AC200~220V","白：W(消灯時白・点灯時電球色）"]
[570,"φ25","PBL","A25FTG20011WLHJ","A25FTG20011WLEJ","LBA9-6WW","金属ガード（穴あり）形","AC200~220V","白：W(消灯時白・点灯時電球色）"]
[571,"φ25","PBL","A25FTG20020GLH","A25FTG20020GLE","LBA9-6WW","金属ガード（穴あり）形","AC200~220V","緑：G"]
[572,"φ25","PBL","A25FTG20033GLH","A25FTG20033GLE","LBA9-6WW","金属ガード（穴あり）形","AC200~220V","緑：G"]
[573,"φ25","PBL","A25FTGB10011GLH","A25FTGB10011GLE","LBA9-6WW","金属ガード（穴なし）形","AC100~110V","緑：G"]
[574,"φ25","PBL","A25FTGB10011OLH","A25FTGB10011OLE","LBA9-6WW","金属ガード（穴なし）形","AC100~110V","O：橙"]
[575,"φ25","PBL","A25FTGB10011RLH","A25FTGB10011RLE","LBA9-6WW","金属ガード（穴なし）形","AC100~110V","赤：R"]
[576,"φ25","PBL","A25FTGB20001GLHJ","A25FTGB20001GLEJ","LBA9-6WW","金属ガード（穴なし）形","AC200~200V","緑：G"]
[577,"φ25","PBL","A25FTGB20010GLH","A25FTGB20010GLE","LBA9-6WW","金属ガード（穴なし）形","AC200~200V","緑：G"]
[578,"φ25","PBL","A25FTGB20010RLHJ","A25FTGB20010RLEJ","LBA9-6WW","金属ガード（穴なし）形","AC200~200V","赤：R"]
[579,"φ25","PBL","A25FTGH20011GLH","A25FTGH20011GLE","LBA9-6WW","金属ガード（穴あり）形","AC200~200V","緑：G"]
[580,"φ25","PBL","A25FTH10010HLH","A25FTH10010HLE","LBA9-6PW","突形","AC100~110V","青：H"]
[581,"φ25","PBL","A25FTH10011HLH","A25FTH10011HLE","LBA9-6PW","突形","AC100~110V","青：H"]
[582,"φ25","PBL","A25FTH10020HLH","A25FTH10020HLE","LBA9-6PW","突形","AC100~110V","青：H"]
[583,"φ25","PBL","A25FTH20010HLH","A25FTH20010HLE","LBA9-6PW","突形","AC200~200V","青：H"]
[584,"φ25","PBL","A25FTH20011HLH","A25FTH20011HLE","LBA9-6PW","突形","AC200~200V","青：H"]
[585,"φ25","PBL","A25FTH20011OLH","A25FTH20011OLE","LBA9-6WW","突形","AC200~200V","O：橙"]
[586,"φ25","PBL","A25FTH20020HLH","A25FTH20020HLE","LBA9-6PW","突形","AC200~200V","青：H"]
[587,"φ25","PBL","A25FTM10002RLH","A25FTM10002RLE","LBA9-6WW","プッシュロックきのこ形","AC100~110V","赤：R"]
[588,"φ25","PBL","A25FTM20001RLH","A25FTM20001RLE","LBA9-6WW","プッシュロックきのこ形","AC200~220V","赤：R"]
[589,"φ25","PBL","A25FTM20002RLH","A25FTM20002RLE","LBA9-6WW","プッシュロックきのこ形","AC200~220V","赤：R"]
[590,"φ25","PBL","A25FTM20011RLH","A25FTM20011RLE","LBA9-6WW","プッシュロックきのこ形","AC200~220V","赤：R"]
[591,"φ25","PL","A25ILA12GLH","A25ILA12GLE","LBA9-12WW","丸形","AC/DC12V","緑：G"]
[592,"φ25","PL","A25ILA12HLH","A25ILA12HLE","LBA9-12PW","丸形","AC/DC12V","青：H"]
[593,"φ25","PL","A25ILA12OLH","A25ILA12OLE","LBA9-12WW","丸形","AC/DC12V","O：橙"]
[594,"φ25","PL","A25ILA12RLH","A25ILA12RLE","LBA9-12WW","丸形","AC/DC12V","赤：R"]
[595,"φ25","PL","A25ILA12WLH","A25ILA12WLE","LBA9-12WW","丸形","AC/DC12V","白：W(消灯時白・点灯時電球色）"]
[596,"φ25","PL","A25ILA15RLH","A25ILA15RLE","-","丸形","-","赤：R"]
[597,"φ25","PL","A25ILA24CLH","A25ILA24CLE","LBA9-24WW","丸形","AC/DC24V"]
[598,"φ25","PL","A25ILA24GLH","A25ILA24GLE","LBA9-24WW","丸形","AC/DC24V","緑：G"]
[599,"φ25","PL","A25ILA24HLH","A25ILA24HLE","LBA9-24PW","丸形","AC/DC24V","青：H"]
[600,"φ25","PL","A25ILA24OLH","A25ILA24OLE","LBA9-24WW","丸形","AC/DC24V","O：橙"]
[601,"φ25","PL","A25ILA24PWLH","A25ILA24PWLE","LBA9-24PW","丸形","AC/DC24V","白：W(消灯時白・点灯時純白）"]
[602,"φ25","PL","A25ILA24RLH","A25ILA24RLE","LBA9-24WW","丸形","AC/DC24V","赤：R"]
[603,"φ25","PL","A25ILA24WLH","A25ILA24WLE","LBA9-24WW","丸形","AC/DC24V","白：W(消灯時白・点灯時電球色）"]
[604,"φ25","PL","A25ILA24YLH","A25ILA24YLE","LBA9-24WW","丸形","AC/DC24V","黄色：Y"]
[605,"φ25","PL","A25ILA6HLH","A25ILA6HLE","LBA9-6PW","丸形","AC/DC6V","青：H"]
[606,"φ25","PL","A25ILA6PWLH","A25ILA6PWLE","LBA9-6PW","丸形","AC/DC6V","白：W(消灯時白・点灯時純白）"]
[607,"φ25","PL","A25ILA6RLH","A25ILA6RLE","LBA9-6WW","丸形","AC/DC6V","赤：R"]
[608,"φ25","PL","A25ILA6WLH","A25ILA6WLE","LBA9-6WW","丸形","AC/DC6V","白：W(消灯時白・点灯時電球色）"]
[609,"φ25","PL","A25ILAE12HLH","A25ILAE12HLE","LBA9-12PW","丸形","AC/DC12V","青：H"]
[610,"φ25","PL","A25ILAE24GLH","A25ILAE24GLE","LBA9-24WW","丸形","AC/DC24V","緑：G"]
[611,"φ25","PL","A25ILAE24PWLH","A25ILAE24PWLE","LBA9-24PW","丸形","AC/DC24V","白：W(消灯時白・点灯時純白）"]
[612,"φ25","PL","A25ILAE24RLH","A25ILAE24RLE","LBA9-24WW","丸形","AC/DC24V","赤：R"]
[613,"φ25","PL","A25ILAE24WLH","A25ILAE24WLE","LBA9-24WW","丸形","AC/DC24V","白：W(消灯時白・点灯時電球色）"]
[614,"φ25","PL","A25ILAE24YLH","A25ILAE24YLE","LBA9-24WW","丸形","AC/DC24V","黄色：Y"]
[615,"φ25","PL","A25ILAF12GLH","A25ILAF12GLE","LBA9-12WW","平形","AC/DC12V","緑：G"]
[616,"φ25","PL","A25ILAF12RLH","A25ILAF12RLE","LBA9-12WW","平形","AC/DC12V","赤：R"]
[617,"φ25","PL","A25ILAF24HLH","A25ILAF24HLE","LBA9-24PW","平形","AC/DC24V","青：H"]
[618,"φ25","PL","A25ILAF24PWLH","A25ILAF24PWLE","LBA9-24PW","平形","AC/DC24V","白：W(消灯時白・点灯時純白）"]
[619,"φ25","PL","A25ILAFE24GLH","A25ILAFE24GLE","LBA9-24WW","平形","AC/DC24V","緑：G"]
[620,"φ25","PL","A25ILAQ6WLH","A25ILAQ6WLE","LBA9-6WW","長角形","AC/DC6V","白：W(消灯時白・点灯時電球色）"]
[621,"φ25","PL","A25ILAQB24GLH","A25ILAQB24GLE","LBA9-24WW","長角形","AC/DC24V","緑：G"]
[622,"φ25","PL","A25ILAQB24HLH","A25ILAQB24HLE","LBA9-24PW","長角形","AC/DC24V","青：H"]
[623,"φ25","PL","A25ILAQB24OLH","A25ILAQB24OLE","LBA9-24WW","長角形","AC/DC24V","O：橙"]
[624,"φ25","PL","A25ILAQB24PWLH","A25ILAQB24PWLE","LBA9-24PW","長角形","AC/DC24V","白：W(消灯時白・点灯時純白）"]
[625,"φ25","PL","A25ILAQB24RLH","A25ILAQB24RLE","LBA9-24WW","長角形","AC/DC24V","赤：R"]
[626,"φ25","PL","A25ILAQB24WLH","A25ILAQB24WLE","LBA9-24WW","長角形","AC/DC24V","白：W(消灯時白・点灯時電球色）"]
[627,"φ25","PL","A25ILAQB6HLH","A25ILAQB6HLE","LBA9-6PW","長角形","AC/DC6V","青：H"]
[628,"φ25","PL","A25ILAQB6PWLH","A25ILAQB6PWLE","LBA9-6PW","長角形","AC/DC6V","白：W(消灯時白・点灯時純白）"]
[629,"φ25","PL","A25ILAQB6WLH","A25ILAQB6WLE","LBA9-6WW","長角形","AC/DC6V","白：W(消灯時白・点灯時電球色）"]
[630,"φ25","PL","A25ILAQWB24HLH","A25ILAQWB24HLE","LBA9-24PW","長角ワイド形","AC/DC24V","青：H"]
[631,"φ25","PL","A25ILAQWB24OLH","A25ILAQWB24OLE","LBA9-24WW","長角ワイド形","AC/DC24V","O：橙"]
[632,"φ25","PL","A25ILAQWB24PWLH","A25ILAQWB24PWLE","LBA9-24PW","長角ワイド形","AC/DC24V","白：W(消灯時白・点灯時純白）"]
[633,"φ25","PL","A25ILAQWB6PWLH","A25ILAQWB6PWLE","LBA9-6PW","長角ワイド形","AC/DC6V","白：W(消灯時白・点灯時純白）"]
[634,"φ25","PL","A25ILAS24GLH","A25ILAS24GLE","LBA9-24WW","角形","AC/DC24V","緑：G"]
[635,"φ25","PL","A25ILAS24RLH","A25ILAS24RLE","LBA9-24WW","角形","AC/DC24V","赤：R"]
[636,"φ25","PL","A25ILAS24WLH","A25ILAS24WLE","LBA9-24WW","角形","AC/DC24V","白：W(消灯時白・点灯時電球色）"]
[637,"φ25","PL","A25ILAS6WLH","A25ILAS6WLE","LBA9-6WW","角形","AC/DC6V","白：W(消灯時白・点灯時電球色）"]
[638,"φ25","PL","A25ILASB24GLH","A25ILASB24GLE","LBA9-24WW","角形","AC/DC24V","緑：G"]
[639,"φ25","PL","A25ILASB24HLH","A25ILASB24HLE","LBA9-24PW","角形","AC/DC24V","青：H"]
[640,"φ25","PL","A25ILASB24OLH","A25ILASB24OLE","LBA9-24WW","角形","AC/DC24V","O：橙"]
[641,"φ25","PL","A25ILASB24PWLH","A25ILASB24PWLE","LBA9-24PW","角形","AC/DC24V","白：W(消灯時白・点灯時純白）"]
[642,"φ25","PL","A25ILASB24RLH","A25ILASB24RLE","LBA9-24WW","角形","AC/DC24V","赤：R"]
[643,"φ25","PL","A25ILASB24WLH","A25ILASB24WLE","LBA9-24WW","角形","AC/DC24V","白：W(消灯時白・点灯時電球色）"]
[644,"φ25","PL","A25ILASB24YLH","A25ILASB24YLE","LBA9-24WW","角形","AC/DC24V","黄色：Y"]
[645,"φ25","PL","A25ILASB6GLH","A25ILASB6GLE","LBA9-6WW","角形","AC/DC6V","緑：G"]
[646,"φ25","PL","A25ILASB6OLH28","A25ILASB6OLE28","-","角形","AC/DC6V","O：橙"]
[647,"φ25","PL","A25ILASB6PWLH","A25ILASB6PWLE","LBA9-6PW","角形","AC/DC6V","白：W(消灯時白・点灯時純白）"]
[648,"φ25","PL","A25ILASB6PWLH28","A25ILASB6PWLE28","-","角形","AC/DC6V","白：W(消灯時白・点灯時純白）"]
[649,"φ25","PL","A25ILASB6RLH","A25ILASB6RLE","LBA9-6WW","角形","AC/DC6V","赤：R"]
[650,"φ25","PL","A25ILASB6WLH","A25ILASB6WLE","LBA9-6WW","角形","AC/DC6V","白：W(消灯時白・点灯時電球色）"]
[651,"φ25","PL","A25ILASB6WLH28","A25ILASB6WLE28","-","角形","AC/DC6V","白：W(消灯時白・点灯時電球色）"]
[652,"φ25","PL","A25ILASW6WLH","A25ILASW6WLE","LBA9-6WW","角ワイド形","AC/DC6V","白：W(消灯時白・点灯時電球色）"]
[653,"φ25","PL","A25ILASWB24HLH","A25ILASWB24HLE","LBA9-24PW","角ワイド形","AC/DC24V","青：H"]
[654,"φ25","PL","A25ILASWB24OLH","A25ILASWB24OLE","LBA9-24WW","角ワイド形","AC/DC24V","O：橙"]
[655,"φ25","PL","A25ILASWB24PWLH","A25ILASWB24PWLE","LBA9-24PW","角ワイド形","AC/DC24V","白：W(消灯時白・点灯時純白）"]
[656,"φ25","PL","A25ILASWB24RLH","A25ILASWB24RLE","LBA9-24WW","角ワイド形","AC/DC24V","赤：R"]
[657,"φ25","PL","A25ILASWB24WLH","A25ILASWB24WLE","LBA9-24WW","角ワイド形","AC/DC24V","白：W(消灯時白・点灯時電球色）"]
[658,"φ25","PL","A25ILASWB6GLH","A25ILASWB6GLE","LBA9-6WW","角ワイド形","AC/DC6V","緑：G"]
[659,"φ25","PL","A25ILASWB6HLH","A25ILASWB6HLE","LBA9-24PW","角ワイド形","AC/DC6V","青：H"]
[660,"φ25","PL","A25ILASWB6RLH","A25ILASWB6RLE","LBA9-6WW","角ワイド形","AC/DC6V","赤：R"]
[661,"φ25","PL","A25ILD100GLH","A25ILD100GLE","LBA9-24WW","丸形","AC/DC100~110V","緑：G"]
[662,"φ25","PL","A25ILD100HLH","A25ILD100HLE","LBA9-24PW","丸形","AC/DC100~110V","青：H"]
[663,"φ25","PL","A25ILD100OLH","A25ILD100OLE","LBA9-24WW","丸形","AC/DC100~110V","O：橙"]
[664,"φ25","PL","A25ILD100PWLH","A25ILD100PWLE","LBA9-24PW","丸形","AC/DC100~110V","白：W(消灯時白・点灯時純白）"]
[665,"φ25","PL","A25ILD100RLH","A25ILD100RLE","LBA9-24WW","丸形","AC/DC100~110V","赤：R"]
[666,"φ25","PL","A25ILD100WLH","A25ILD100WLE","LBA9-24WW","丸形","AC/DC100~110V","白：W(消灯時白・点灯時電球色）"]
[667,"φ25","PL","A25ILD110GLH","A25ILD110GLE","LBA9-24WW","丸形","-","緑：G"]
[668,"φ25","PL","A25ILD110OLH","A25ILD110OLE","LBA9-24WW","丸形","-","O：橙"]
[669,"φ25","PL","A25ILD110RLH","A25ILD110RLE","LBA9-24WW","丸形","-","赤：R"]
[670,"φ25","PL","A25ILD110WLH","A25ILD110WLE","LBA9-24WW","丸形","-","白：W(消灯時白・点灯時電球色）"]
[671,"φ25","PL","A25ILD110YLH","A25ILD110YLE","LBA9-24WW","丸形","-","黄色：Y"]
[672,"φ25","PL","A25ILD120OLH","A25ILD120OLE","LBA9-24WW","丸形","-","O：橙"]
[673,"φ25","PL","A25ILD125GLH","A25ILD125GLE","LBA9-24WW","丸形","-","緑：G"]
[674,"φ25","PL","A25ILD125PWLH","A25ILD125PWLE","LBA9-24PW","丸形","-","白：W(消灯時白・点灯時純白）"]
[675,"φ25","PL","A25ILD125RLH","A25ILD125RLE","LBA9-24WW","丸形","-","赤：R"]
[676,"φ25","PL","A25ILD200GLH","A25ILD200GLE","LBA9-24WW","丸形","AC/DC200~220V","緑：G"]
[677,"φ25","PL","A25ILD200OLH","A25ILD200OLE","LBA9-24WW","丸形","AC/DC200~220V","O：橙"]
[678,"φ25","PL","A25ILD200RLH","A25ILD200RLE","LBA9-24WW","丸形","AC/DC200~220V","赤：R"]
[679,"φ25","PL","A25ILD200WLH","A25ILD200WLE","LBA9-24WW","丸形","AC/DC200~220V","白：W(消灯時白・点灯時電球色）"]
[680,"φ25","PL","A25ILD200YLH","A25ILD200YLE","LBA9-24WW","丸形","AC/DC200~220V","黄色：Y"]
[681,"φ25","PL","A25ILD48GLH","A25ILD48GLE","LBA9-24WW","丸形","-","緑：G"]
[682,"φ25","PL","A25ILD48RLH","A25ILD48RLE","LBA9-24WW","丸形","-","赤：R"]
[683,"φ25","PL","A25ILD48WLH","A25ILD48WLE","LBA9-24WW","丸形","-","白：W(消灯時白・点灯時電球色）"]
[684,"φ25","PL","A25ILDE100GLH","A25ILDE100GLE","LBA9-24WW","丸形","AC/DC100~110V","緑：G"]
[685,"φ25","PL","A25ILDE100OLH","A25ILDE100OLE","LBA9-24WW","丸形","AC/DC100~110V","O：橙"]
[686,"φ25","PL","A25ILDE100RLH","A25ILDE100RLE","LBA9-24WW","丸形","AC/DC100~110V","赤：R"]
[687,"φ25","PL","A25ILDE100WLH","A25ILDE100WLE","LBA9-24WW","丸形","AC/DC100~110V","白：W(消灯時白・点灯時電球色）"]
[688,"φ25","PL","A25ILDE200GLH","A25ILDE200GLE","LBA9-24WW","丸形","AC/DC200~220V","緑：G"]
[689,"φ25","PL","A25ILDE200RLH","A25ILDE200RLE","LBA9-24WW","丸形","AC/DC200~220V","赤：R"]
[690,"φ25","PL","A25ILDE200WLH","A25ILDE200WLE","LBA9-24WW","丸形","AC/DC200~220V","白：W(消灯時白・点灯時電球色）"]
[691,"φ25","PL","A25ILDF100RLH","A25ILDF100RLE","LBA9-24WW","平形","AC/DC100~110V","赤：R"]
[692,"φ25","PL","A25ILDF200GLH","A25ILDF200GLE","LBA9-24WW","平形","AC/DC200~220V","緑：G"]
[693,"φ25","PL","A25ILDF200RLH","A25ILDF200RLE","LBA9-24WW","平形","AC/DC200~220V","赤：R"]
[694,"φ25","PL","A25ILDQ100GLH","A25ILDQ100GLE","LBA9-24WW","長角形","AC/DC100~110V","緑：G"]
[695,"φ25","PL","A25ILDQ100RLH","A25ILDQ100RLE","LBA9-24WW","長角形","AC/DC100~110V","赤：R"]
[696,"φ25","PL","A25ILDQ100WLH","A25ILDQ100WLE","LBA9-24WW","長角形","AC/DC100~110V","白：W(消灯時白・点灯時電球色）"]
[697,"φ25","PL","A25ILDQ200GLH","A25ILDQ200GLE","LBA9-24WW","長角形","AC/DC200~220V","緑：G"]
[698,"φ25","PL","A25ILDQ200RLH","A25ILDQ200RLE","LBA9-24WW","長角形","AC/DC200~220V","赤：R"]
[699,"φ25","PL","A25ILDQ200WLH","A25ILDQ200WLE","LBA9-24WW","長角形","AC/DC200~220V","白：W(消灯時白・点灯時電球色）"]
[700,"φ25","PL","A25ILDQB100GLH","A25ILDQB100GLE","LBA9-24WW","長角形","AC/DC100~110V","緑：G"]
[701,"φ25","PL","A25ILDQB100HLH","A25ILDQB100HLE","LBA9-24PW","長角形","AC/DC100~110V","青：H"]
[702,"φ25","PL","A25ILDQB100PWLH","A25ILDQB100PWLE","LBA9-24PW","長角形","AC/DC100~110V","白：W(消灯時白・点灯時純白）"]
[703,"φ25","PL","A25ILDQB100RLH","A25ILDQB100RLE","LBA9-24WW","長角形","AC/DC100~110V","赤：R"]
[704,"φ25","PL","A25ILDQB100WLH","A25ILDQB100WLE","LBA9-24WW","長角形","AC/DC100~110V","白：W(消灯時白・点灯時電球色）"]
[705,"φ25","PL","A25ILDQB100YLH","A25ILDQB100YLE","LBA9-24WW","長角形","AC/DC100~110V","黄色：Y"]
[706,"φ25","PL","A25ILDQB120WLH","A25ILDQB120WLE","LBA9-24WW","長角形","-","白：W(消灯時白・点灯時電球色）"]
[707,"φ25","PL","A25ILDQB200GLH","A25ILDQB200GLE","LBA9-24WW","長角形","AC/DC200~220V","緑：G"]
[708,"φ25","PL","A25ILDQB200PWLH","A25ILDQB200PWLE","LBA9-24PW","長角形","AC/DC200~220V","白：W(消灯時白・点灯時純白）"]
[709,"φ25","PL","A25ILDQB200RLH","A25ILDQB200RLE","LBA9-24WW","長角形","AC/DC200~220V","赤：R"]
[710,"φ25","PL","A25ILDQB200WLH","A25ILDQB200WLE","LBA9-24WW","長角形","AC/DC200~220V","白：W(消灯時白・点灯時電球色）"]
[711,"φ25","PL","A25ILDQB48GLH","A25ILDQB48GLE","LBA9-24WW","長角形","-","緑：G"]
[712,"φ25","PL","A25ILDQB48OLH","A25ILDQB48OLE","LBA9-24WW","長角形","-","O：橙"]
[713,"φ25","PL","A25ILDQB48RLH","A25ILDQB48RLE","LBA9-24WW","長角形","-","赤：R"]
[714,"φ25","PL","A25ILDQB48WLH","A25ILDQB48WLE","LBA9-24WW","長角形","-","白：W(消灯時白・点灯時電球色）"]
[715,"φ25","PL","A25ILDQW100GLH","A25ILDQW100GLE","LBA9-24WW","長角ワイド形","AC/DC100~110V","緑：G"]
[716,"φ25","PL","A25ILDQW100OLH","A25ILDQW100OLE","LBA9-24WW","長角ワイド形","AC/DC100~110V","O：橙"]
[717,"φ25","PL","A25ILDQW100RLH","A25ILDQW100RLE","LBA9-24WW","長角ワイド形","AC/DC100~110V","赤：R"]
[718,"φ25","PL","A25ILDQW100WLH","A25ILDQW100WLE","LBA9-24WW","長角ワイド形","AC/DC100~110V","白：W(消灯時白・点灯時電球色）"]
[719,"φ25","PL","A25ILDQWB100GLH","A25ILDQWB100GLE","LBA9-24WW","長角ワイド形","AC/DC100~110V","緑：G"]
[720,"φ25","PL","A25ILDQWB100OLH","A25ILDQWB100OLE","LBA9-24WW","長角ワイド形","AC/DC100~110V","O：橙"]
[721,"φ25","PL","A25ILDQWB100RLH","A25ILDQWB100RLE","LBA9-24WW","長角ワイド形","AC/DC100~110V","赤：R"]
[722,"φ25","PL","A25ILDQWB100WLH","A25ILDQWB100WLE","LBA9-24WW","長角ワイド形","AC/DC100~110V","白：W(消灯時白・点灯時電球色）"]
[723,"φ25","PL","A25ILDS100GLH","A25ILDS100GLE","LBA9-24WW","角形","AC/DC100~110V","緑：G"]
[724,"φ25","PL","A25ILDS100RLH","A25ILDS100RLE","LBA9-24WW","角形","AC/DC100~110V","赤：R"]
[725,"φ25","PL","A25ILDS100WLH","A25ILDS100WLE","LBA9-24WW","角形","AC/DC100~110V","白：W(消灯時白・点灯時電球色）"]
[726,"φ25","PL","A25ILDS200GLH","A25ILDS200GLE","LBA9-24WW","角形","AC/DC200~220V","緑：G"]
[727,"φ25","PL","A25ILDS200RLH","A25ILDS200RLE","LBA9-24WW","角形","AC/DC200~220V","赤：R"]
[728,"φ25","PL","A25ILDS200WLH","A25ILDS200WLE","LBA9-24WW","角形","AC/DC200~220V","白：W(消灯時白・点灯時電球色）"]
[729,"φ25","PL","A25ILDS200YLH","A25ILDS200YLE","LBA9-24WW","角形","AC/DC200~220V","黄色：Y"]
[730,"φ25","PL","A25ILDSB100CLH","A25ILDSB100CLE","LBA9-24WW","角形","AC/DC100~110V"]
[731,"φ25","PL","A25ILDSB100GLH","A25ILDSB100GLE","LBA9-24WW","角形","AC/DC100~110V","緑：G"]
[732,"φ25","PL","A25ILDSB100OLH","A25ILDSB100OLE","LBA9-24WW","角形","AC/DC100~110V","O：橙"]
[733,"φ25","PL","A25ILDSB100PWLH","A25ILDSB100PWLE","LBA9-24PW","角形","AC/DC100~110V","白：W(消灯時白・点灯時純白）"]
[734,"φ25","PL","A25ILDSB100RLH","A25ILDSB100RLE","LBA9-24WW","角形","AC/DC100~110V","赤：R"]
[735,"φ25","PL","A25ILDSB100WLH","A25ILDSB100WLE","LBA9-24WW","角形","AC/DC100~110V","白：W(消灯時白・点灯時電球色）"]
[736,"φ25","PL","A25ILDSB200GLH","A25ILDSB200GLE","LBA9-24WW","角形","AC/DC200~220V","緑：G"]
[737,"φ25","PL","A25ILDSB200PWLH","A25ILDSB200PWLE","LBA9-24PW","角形","AC/DC200~220V","白：W(消灯時白・点灯時純白）"]
[738,"φ25","PL","A25ILDSB200RLH","A25ILDSB200RLE","LBA9-24WW","角形","AC/DC200~220V","赤：R"]
[739,"φ25","PL","A25ILDSB200WLH","A25ILDSB200WLE","LBA9-24WW","角形","AC/DC200~220V","白：W(消灯時白・点灯時電球色）"]
[740,"φ25","PL","A25ILDSB48RLH","A25ILDSB48RLE","LBA9-24WW","角形","-","赤：R"]
[741,"φ25","PL","A25ILDSW200GLH","A25ILDSW200GLE","LBA9-24WW","角ワイド形","AC/DC200~220V","緑：G"]
[742,"φ25","PL","A25ILDSW200RLH","A25ILDSW200RLE","LBA9-24WW","角ワイド形","AC/DC200~220V","赤：R"]
[743,"φ25","PL","A25ILDSW200WLH","A25ILDSW200WLE","LBA9-24WW","角ワイド形","AC/DC200~220V","白：W(消灯時白・点灯時電球色）"]
[744,"φ25","PL","A25ILDSWB100GLH","A25ILDSWB100GLE","LBA9-24WW","角ワイド形","AC/DC100~110V","緑：G"]
[745,"φ25","PL","A25ILDSWB100OLH","A25ILDSWB100OLE","LBA9-24WW","角ワイド形","AC/DC100~110V","O：橙"]
[746,"φ25","PL","A25ILDSWB100RLH","A25ILDSWB100RLE","LBA9-24WW","角ワイド形","AC/DC100~110V","赤：R"]
[747,"φ25","PL","A25ILDSWB100WLH","A25ILDSWB100WLE","LBA9-24WW","角ワイド形","AC/DC100~110V","白：W(消灯時白・点灯時電球色）"]
[748,"φ25","PL","A25ILDSWB200RLH","A25ILDSWB200RLE","LBA9-24WW","角ワイド形","AC/DC200~220V","赤：R"]
[749,"φ25","PL","A25ILDSWB200WLH","A25ILDSWB200WLE","LBA9-24WW","角ワイド形","AC/DC200~220V","白：W(消灯時白・点灯時電球色）"]
[750,"φ25","PL","A25ILT100CLH","A25ILT100CLE","LBA9-6WW","丸形","AC100~110V"]
[751,"φ25","PL","A25ILT100GLH","A25ILT100GLE","LBA9-6WW","丸形","AC100~110V","緑：G"]
[752,"φ25","PL","A25ILT100HLH","A25ILT100HLE","LBA9-6PW","丸形","AC100~110V","青：H"]
[753,"φ25","PL","A25ILT100OLH","A25ILT100OLE","LBA9-6WW","丸形","AC100~110V","O：橙"]
[754,"φ25","PL","A25ILT100PWLH","A25ILT100PWLE","LBA9-6PW","丸形","AC100~110V","白：W(消灯時白・点灯時純白）"]
[755,"φ25","PL","A25ILT100RLH","A25ILT100RLE","LBA9-6WW","丸形","AC100~110V","赤：R"]
[756,"φ25","PL","A25ILT100WLH","A25ILT100WLE","LBA9-6WW","丸形","AC100~110V","白：W(消灯時白・点灯時電球色）"]
[757,"φ25","PL","A25ILT100YLH","A25ILT100YLE","LBA9-6WW","丸形","AC100~110V","黄色：Y"]
[758,"φ25","PL","A25ILT110HLH","A25ILT110HLE","LBA9-6PW","丸形","-","青：H"]
[759,"φ25","PL","A25ILT110WLH","A25ILT110WLE","LBA9-6WW","丸形","-","白：W(消灯時白・点灯時電球色）"]
[760,"φ25","PL","A25ILT120PWLH","A25ILT120PWLE","LBA9-6PW","丸形",null,"白：W(消灯時白・点灯時純白）"]
[761,"φ25","PL","A25ILT120WLH","A25ILT120WLE","LBA9-6WW","丸形","-","白：W(消灯時白・点灯時電球色）"]
[762,"φ25","PL","A25ILT200CLH","A25ILT200CLE","LBA9-6WW","丸形","AC200~220V"]
[763,"φ25","PL","A25ILT200GLH","A25ILT200GLE","LBA9-6WW","丸形","AC200~220V","緑：G"]
[764,"φ25","PL","A25ILT200HLH","A25ILT200HLE","LBA9-6PW","丸形","AC200~220V","青：H"]
[765,"φ25","PL","A25ILT200OLH","A25ILT200OLE","LBA9-6WW","丸形","AC200~220V","O：橙"]
[766,"φ25","PL","A25ILT200PWLH","A25ILT200PWLE","LBA9-6PW","丸形","AC200~220V","白：W(消灯時白・点灯時純白）"]
[767,"φ25","PL","A25ILT200RLH","A25ILT200RLE","LBA9-6WW","丸形","AC200~220V","赤：R"]
[768,"φ25","PL","A25ILT200WLH","A25ILT200WLE","LBA9-6WW","丸形","AC200~220V","白：W(消灯時白・点灯時電球色）"]
[769,"φ25","PL","A25ILT200YLH","A25ILT200YLE","LBA9-6WW","丸形","AC200~220V","黄色：Y"]
[770,"φ25","PL","A25ILT220GLH","A25ILT220GLE","LBA9-6WW","丸形","-","緑：G"]
[771,"φ25","PL","A25ILT220OLH","A25ILT220OLE","LBA9-6WW","丸形","-","O：橙"]
[772,"φ25","PL","A25ILT220RLH","A25ILT220RLE","LBA9-6WW","丸形","-","赤：R"]
[773,"φ25","PL","A25ILT220WLH","A25ILT220WLE","LBA9-6WW","丸形","-","白：W(消灯時白・点灯時電球色）"]
[774,"φ25","PL","A25ILT230CLH","A25ILT230CLE","LBA9-6WW","丸形","-"]
[775,"φ25","PL","A25ILT230GLH","A25ILT230GLE","LBA9-6WW","丸形","-","緑：G"]
[776,"φ25","PL","A25ILT230OLH","A25ILT230OLE","LBA9-6WW","丸形","-","O：橙"]
[777,"φ25","PL","A25ILT230PWLH","A25ILT230PWLE","LBA9-6PW","丸形","-","白：W(消灯時白・点灯時純白）"]
[778,"φ25","PL","A25ILT230RLH","A25ILT230RLE","LBA9-6WW","丸形","-","赤：R"]
[779,"φ25","PL","A25ILT230WLH","A25ILT230WLE","LBA9-6WW","丸形","-","白：W(消灯時白・点灯時電球色）"]
[780,"φ25","PL","A25ILT230YLH","A25ILT230YLE","LBA9-6WW","丸形","-","黄色：Y"]
[781,"φ25","PL","A25ILT240GLH","A25ILT240GLE","LBA9-6WW","丸形","-","緑：G"]
[782,"φ25","PL","A25ILT240OLH","A25ILT240OLE","LBA9-6WW","丸形","-","O：橙"]
[783,"φ25","PL","A25ILT240RLH","A25ILT240RLE","LBA9-6WW","丸形","-","赤：R"]
[784,"φ25","PL","A25ILT240WLH","A25ILT240WLE","LBA9-6WW","丸形","-","白：W(消灯時白・点灯時電球色）"]
[785,"φ25","PL","A25ILT400CLH","A25ILT400CLE","LBA9-6WW","丸形","AC400~440V"]
[786,"φ25","PL","A25ILT400GLH","A25ILT400GLE","LBA9-6WW","丸形","AC400~440V","緑：G"]
[787,"φ25","PL","A25ILT400OLH","A25ILT400OLE","LBA9-6WW","丸形","AC400~440V","O：橙"]
[788,"φ25","PL","A25ILT400PWLH","A25ILT400PWLE","LBA9-6PW","丸形","AC400~440V","白：W(消灯時白・点灯時純白）"]
[789,"φ25","PL","A25ILT400RLH","A25ILT400RLE","LBA9-6WW","丸形","AC400~440V","赤：R"]
[790,"φ25","PL","A25ILT400WLH","A25ILT400WLE","LBA9-6WW","丸形","AC400~440V","白：W(消灯時白・点灯時電球色）"]
[791,"φ25","PL","A25ILT480/24CLH","A25ILT480/24CLE","LBA9-6WW","丸形","-"]
[792,"φ25","PL","A25ILTE100GLH","A25ILTE100GLE","LBA9-6WW","丸形","AC100~110V","緑：G"]
[793,"φ25","PL","A25ILTE100HLH","A25ILTE100HLE","LBA9-6PW","丸形","AC100~110V","青：H"]
[794,"φ25","PL","A25ILTE100OLH","A25ILTE100OLE","LBA9-6WW","丸形","AC100~110V","O：橙"]
[795,"φ25","PL","A25ILTE100PWLH","A25ILTE100PWLE","LBA9-6PW","丸形","AC100~110V","白：W(消灯時白・点灯時純白）"]
[796,"φ25","PL","A25ILTE100RLH","A25ILTE100RLE","LBA9-6WW","丸形","AC100~110V","赤：R"]
[797,"φ25","PL","A25ILTE100WLH","A25ILTE100WLE","LBA9-6WW","丸形","AC100~110V","白：W(消灯時白・点灯時電球色）"]
[798,"φ25","PL","A25ILTE100YLH","A25ILTE100YLE","LBA9-6WW","丸形","AC100~110V","黄色：Y"]
[799,"φ25","PL","A25ILTE200GLH","A25ILTE200GLE","LBA9-6WW","丸形","AC200~220V","緑：G"]
[800,"φ25","PL","A25ILTE200HLH","A25ILTE200HLE","LBA9-6PW","丸形","AC200~220V","青：H"]
[801,"φ25","PL","A25ILTE200OLH","A25ILTE200OLE","LBA9-6WW","丸形","AC200~220V","O：橙"]
[802,"φ25","PL","A25ILTE200PWLH","A25ILTE200PWLE","LBA9-6PW","丸形","AC200~220V","白：W(消灯時白・点灯時純白）"]
[803,"φ25","PL","A25ILTE200RLH","A25ILTE200RLE","LBA9-6WW","丸形","AC200~220V","赤：R"]
[804,"φ25","PL","A25ILTE200WLH","A25ILTE200WLE","LBA9-6WW","丸形","AC200~220V","白：W(消灯時白・点灯時電球色）"]
[805,"φ25","PL","A25ILTE200YLH","A25ILTE200YLE","LBA9-6WW","丸形","AC200~220V","黄色：Y"]
[806,"φ25","PL","A25ILTE400PWLH","A25ILTE400PWLE","LBA9-6PW","丸形","AC400~440V","白：W(消灯時白・点灯時純白）"]
[807,"φ25","PL","A25ILTE400WLH","A25ILTE400WLE","LBA9-6WW","丸形","AC400~440V","白：W(消灯時白・点灯時電球色）"]
[808,"φ25","PL","A25ILTF100WLH","A25ILTF100WLE","LBA9-6WW","平形","AC100~110V","白：W(消灯時白・点灯時電球色）"]
[809,"φ25","PL","A25ILTF200HLH","A25ILTF200HLE","LBA9-6PW","平形","AC200~220V","青：H"]
[810,"φ25","PL","A25ILTF400WLH","A25ILTF400WLE","LBA9-6WW","平形","AC400~440V","白：W(消灯時白・点灯時電球色）"]
[811,"φ25","PL","A25ILTFE100HLH","A25ILTFE100HLE","LBA9-6PW","平形","AC100~110V","青：H"]
[812,"φ25","PL","A25ILTFE100WLH","A25ILTFE100WLE","LBA9-6WW","平形","AC100~110V","白：W(消灯時白・点灯時電球色）"]
[813,"φ25","PL","A25ILTFE200RLH","A25ILTFE200RLE","LBA9-6WW","平形","AC200~220V","赤：R"]
[814,"φ25","PL","A25ILTFE200WLH","A25ILTFE200WLE","LBA9-6WW","平形","AC200~220V","白：W(消灯時白・点灯時電球色）"]
[815,"φ25","PL","A25ILTQ100OLH","A25ILTQ100OLE","LBA9-6WW","長角形","AC100~110V","O：橙"]
[816,"φ25","PL","A25ILTQ100RLH","A25ILTQ100RLE","LBA9-6WW","長角形","AC100~110V","赤：R"]
[817,"φ25","PL","A25ILTQ100WLH","A25ILTQ100WLE","LBA9-6WW","長角形","AC100~110V","白：W(消灯時白・点灯時電球色）"]
[818,"φ25","PL","A25ILTQ200GLH","A25ILTQ200GLE","LBA9-6WW","長角形","AC200~220V","緑：G"]
[819,"φ25","PL","A25ILTQ200OLH","A25ILTQ200OLE","LBA9-6WW","長角形","AC200~220V","O：橙"]
[820,"φ25","PL","A25ILTQ200PWLH","A25ILTQ200PWLE","LBA9-6PW","長角形","AC200~220V","白：W(消灯時白・点灯時純白）"]
[821,"φ25","PL","A25ILTQ200RLH","A25ILTQ200RLE","LBA9-6WW","長角形","AC200~220V","赤：R"]
[822,"φ25","PL","A25ILTQ200WLH","A25ILTQ200WLE","LBA9-6WW","長角形","AC200~220V","白：W(消灯時白・点灯時電球色）"]
[823,"φ25","PL","A25ILTQB100GLH","A25ILTQB100GLE","LBA9-6WW","長角形","AC100~110V","緑：G"]
[824,"φ25","PL","A25ILTQB100HLH","A25ILTQB100HLE","LBA9-6PW","長角形","AC100~110V","青：H"]
[825,"φ25","PL","A25ILTQB100OLH","A25ILTQB100OLE","LBA9-6WW","長角形","AC100~110V","O：橙"]
[826,"φ25","PL","A25ILTQB100PWLH","A25ILTQB100PWLE","LBA9-6PW","長角形","AC100~110V","白：W(消灯時白・点灯時純白）"]
[827,"φ25","PL","A25ILTQB100RLH","A25ILTQB100RLE","LBA9-6WW","長角形","AC100~110V","赤：R"]
[828,"φ25","PL","A25ILTQB100WLH","A25ILTQB100WLE","LBA9-6WW","長角形","AC100~110V","白：W(消灯時白・点灯時電球色）"]
[829,"φ25","PL","A25ILTQB100YLH","A25ILTQB100YLE","LBA9-6WW","長角形","AC100~110V","黄色：Y"]
[830,"φ25","PL","A25ILTQB200GLH","A25ILTQB200GLE","LBA9-6WW","長角形","AC200~220V","緑：G"]
[831,"φ25","PL","A25ILTQB200HLH","A25ILTQB200HLE","LBA9-6PW","長角形","AC200~220V","青：H"]
[832,"φ25","PL","A25ILTQB200OLH","A25ILTQB200OLE","LBA9-6WW","長角形","AC200~220V","O：橙"]
[833,"φ25","PL","A25ILTQB200PWLH","A25ILTQB200PWLE","LBA9-6PW","長角形","AC200~220V","白：W(消灯時白・点灯時純白）"]
[834,"φ25","PL","A25ILTQB200RLH","A25ILTQB200RLE","LBA9-6WW","長角形","AC200~220V","赤：R"]
[835,"φ25","PL","A25ILTQB200WLH","A25ILTQB200WLE","LBA9-6WW","長角形","AC200~220V","白：W(消灯時白・点灯時電球色）"]
[836,"φ25","PL","A25ILTQB220PWLH","A25ILTQB220PWLE","LBA9-6PW","長角形",null,"白：W(消灯時白・点灯時純白）"]
[837,"φ25","PL","A25ILTQB400RLH","A25ILTQB400RLE","LBA9-6WW","長角形","AC400~440V","赤：R"]
[838,"φ25","PL","A25ILTQB400WLH","A25ILTQB400WLE","LBA9-6WW","長角形","AC400~440V","白：W(消灯時白・点灯時電球色）"]
[839,"φ25","PL","A25ILTQW200OLH","A25ILTQW200OLE","LBA9-6WW","長角ワイド形",null,"O：橙"]
[840,"φ25","PL","A25ILTQW200PWLH","A25ILTQW200PWLE","LBA9-6PW","長角ワイド形","AC200~220V","白：W(消灯時白・点灯時純白）"]
[841,"φ25","PL","A25ILTQWB100GLH","A25ILTQWB100GLE","LBA9-6WW","長角ワイド形","AC100~110V","緑：G"]
[842,"φ25","PL","A25ILTQWB100OLH","A25ILTQWB100OLE","LBA9-6WW","長角ワイド形","AC100~110V","O：橙"]
[843,"φ25","PL","A25ILTQWB100PWLH","A25ILTQWB100PWLE","LBA9-6PW","長角ワイド形","AC100~110V","白：W(消灯時白・点灯時純白）"]
[844,"φ25","PL","A25ILTQWB100RLH","A25ILTQWB100RLE","LBA9-6WW","長角ワイド形","AC100~110V","赤：R"]
[845,"φ25","PL","A25ILTQWB100WLH","A25ILTQWB100WLE","LBA9-6WW","長角ワイド形","AC100~110V","白：W(消灯時白・点灯時電球色）"]
[846,"φ25","PL","A25ILTQWB200OLH","A25ILTQWB200OLE","LBA9-6WW","長角ワイド形","AC200~220V","O：橙"]
[847,"φ25","PL","A25ILTQWB200PWLH","A25ILTQWB200PWLE","LBA9-6PW","長角ワイド形","AC200~220V","白：W(消灯時白・点灯時純白）"]
[848,"φ25","PL","A25ILTQWB200RLH","A25ILTQWB200RLE","LBA9-6WW","長角ワイド形","AC200~220V","赤：R"]
[849,"φ25","PL","A25ILTQWB200WLH","A25ILTQWB200WLE","LBA9-6WW","長角ワイド形","AC200~220V","白：W(消灯時白・点灯時電球色）"]
[850,"φ25","PL","A25ILTQWB200YLH","A25ILTQWB200YLE","LBA9-6WW","長角ワイド形","AC200~220V","黄色：Y"]
[851,"φ25","PL","A25ILTS100GLH","A25ILTS100GLE","LBA9-6WW","角形","AC100~110V","緑：G"]
[852,"φ25","PL","A25ILTS100OLH","A25ILTS100OLE","LBA9-6WW","角形","AC100~110V","O：橙"]
[853,"φ25","PL","A25ILTS200HLH","A25ILTS200HLE","LBA9-6PW","角形","AC200~220V","青：H"]
[854,"φ25","PL","A25ILTS200RLH","A25ILTS200RLE","LBA9-6WW","角形","AC200~220V","赤：R"]
[855,"φ25","PL","A25ILTS200YLH","A25ILTS200YLE","LBA9-6WW","角形","AC200~220V","黄色：Y"]
[856,"φ25","PL","A25ILTSB100GLH","A25ILTSB100GLE","LBA9-6WW","角形","AC100~110V","緑：G"]
[857,"φ25","PL","A25ILTSB100HLH","A25ILTSB100HLE","LBA9-6PW","角形","AC100~110V","青：H"]
[858,"φ25","PL","A25ILTSB100OLH","A25ILTSB100OLE","LBA9-6WW","角形","AC100~110V","O：橙"]
[859,"φ25","PL","A25ILTSB100RLH","A25ILTSB100RLE","LBA9-6WW","角形","AC100~110V","赤：R"]
[860,"φ25","PL","A25ILTSB100WLH","A25ILTSB100WLE","LBA9-6WW","角形","AC100~110V","白：W(消灯時白・点灯時電球色）"]
[861,"φ25","PL","A25ILTSB100WLH28","A25ILTSB100WLE28","-","角形",null,"白：W(消灯時白・点灯時電球色）"]
[862,"φ25","PL","A25ILTSB100YLH","A25ILTSB100YLE","LBA9-6WW","角形","AC100~110V","黄色：Y"]
[863,"φ25","PL","A25ILTSB200GLH","A25ILTSB200GLE","LBA9-6WW","角形","AC200~220V","緑：G"]
[864,"φ25","PL","A25ILTSB200HLH","A25ILTSB200HLE","LBA9-6PW","角形","AC200~220V","青：H"]
[865,"φ25","PL","A25ILTSB200OLH","A25ILTSB200OLE","LBA9-6WW","角形","AC200~220V","O：橙"]
[866,"φ25","PL","A25ILTSB200PWLH","A25ILTSB200PWLE","LBA9-6PW","角形","AC200~220V","白：W(消灯時白・点灯時純白）"]
[867,"φ25","PL","A25ILTSB200RLH","A25ILTSB200RLE","LBA9-6WW","角形","AC200~220V","赤：R"]
[868,"φ25","PL","A25ILTSB200WLH","A25ILTSB200WLE","LBA9-6WW","角形","AC200~220V","白：W(消灯時白・点灯時電球色）"]
[869,"φ25","PL","A25ILTSB200WLH28","A25ILTSB200WLE28","-","角形","AC200~220V","白：W(消灯時白・点灯時電球色）"]
[870,"φ25","PL","A25ILTSB200YLH","A25ILTSB200YLE","LBA9-6WW","角形","AC200~220V","黄色：Y"]
[871,"φ25","PL","A25ILTSB400PWLH","A25ILTSB400PWLE","LBA9-6PW","角形","AC400~440V","白：W(消灯時白・点灯時純白）"]
[872,"φ25","PL","A25ILTSB400WLH","A25ILTSB400WLE","LBA9-6WW","角形","AC400~440V","白：W(消灯時白・点灯時電球色）"]
[873,"φ25","PL","A25ILTSW100GLH","A25ILTSW100GLE","LBA9-6WW","角ワイド形","AC100~110V","緑：G"]
[874,"φ25","PL","A25ILTSW100OLH","A25ILTSW100OLE","LBA9-6WW","角ワイド形","AC100~110V","O：橙"]
[875,"φ25","PL","A25ILTSW100RLH","A25ILTSW100RLE","LBA9-6WW","角ワイド形","AC100~110V","赤：R"]
[876,"φ25","PL","A25ILTSW100WLH","A25ILTSW100WLE","LBA9-6WW","角ワイド形","AC100~110V","白：W(消灯時白・点灯時電球色）"]
[877,"φ25","PL","A25ILTSW200GLH","A25ILTSW200GLE","LBA9-6WW","角ワイド形","AC200~220V","緑：G"]
[878,"φ25","PL","A25ILTSW200OLH","A25ILTSW200OLE","LBA9-6WW","角ワイド形","AC200~220V","O：橙"]
[879,"φ25","PL","A25ILTSW200RLH","A25ILTSW200RLE","LBA9-6WW","角ワイド形","AC200~220V","赤：R"]
[880,"φ25","PL","A25ILTSWB100GLH","A25ILTSWB100GLE","LBA9-6WW","角ワイド形","AC100~110V","緑：G"]
[881,"φ25","PL","A25ILTSWB100OLH","A25ILTSWB100OLE","LBA9-6WW","角ワイド形","AC100~110V","O：橙"]
[882,"φ25","PL","A25ILTSWB100PWLH","A25ILTSWB100PWLE","LBA9-6PW","角ワイド形","AC100~110V","白：W(消灯時白・点灯時純白）"]
[883,"φ25","PL","A25ILTSWB100RLH","A25ILTSWB100RLE","LBA9-6WW","角ワイド形","AC100~110V","赤：R"]
[884,"φ25","PL","A25ILTSWB100WLH","A25ILTSWB100WLE","LBA9-6WW","角ワイド形","AC100~110V","白：W(消灯時白・点灯時電球色）"]
[885,"φ25","PL","A25ILTSWB200GLH","A25ILTSWB200GLE","LBA9-6WW","角ワイド形","AC200~220V","緑：G"]
[886,"φ25","PL","A25ILTSWB200HLH","A25ILTSWB200HLE","LBA9-6PW","角ワイド形","AC200~220V","青：H"]
[887,"φ25","PL","A25ILTSWB200OLH","A25ILTSWB200OLE","LBA9-6WW","角ワイド形","AC200~220V","O：橙"]
[888,"φ25","PL","A25ILTSWB200PWLH","A25ILTSWB200PWLE","LBA9-6PW","角ワイド形","AC200~220V","白：W(消灯時白・点灯時純白）"]
[889,"φ25","PL","A25ILTSWB200RLH","A25ILTSWB200RLE","LBA9-6WW","角ワイド形","AC200~220V","赤：R"]
[890,"φ25","PL","A25ILTSWB200WLH","A25ILTSWB200WLE","LBA9-6WW","角ワイド形","AC200~220V","白：W(消灯時白・点灯時電球色）"]
[891,"φ30","PBL","A30FA1211GLH","A30FA1211GLE","LBA9-12WW","突形","AC/DC12V","緑：G"]
[892,"φ30","PBL","A30FA1211WLH","A30FA1211WLE","LBA9-12WW","突形","AC/DC12V","白：W(消灯時白・点灯時電球色）"]
[893,"φ30","PBL","A30FA1211YLH","A30FA1211YLE","LBA9-12WW","突形","AC/DC12V","黄色：Y"]
[894,"φ30","PBL","A30FA2410GLH","A30FA2410GLE","LBA9-24WW","突形","AC/DC24V","緑：G"]
[895,"φ30","PBL","A30FA2410HLH","A30FA2410HLE","LBA9-24PW","突形","AC/DC24V","青：H"]
[896,"φ30","PBL","A30FA2410HLHJ","A30FA2410HLEJ","LBA9-24PW","突形","AC/DC24V","青：H"]
[897,"φ30","PBL","A30FA2410RLH","A30FA2410RLE","LBA9-24WW","突形","AC/DC24V","赤：R"]
[898,"φ30","PBL","A30FA2410YLH","A30FA2410YLE","LBA9-24WW","突形","AC/DC24V","黄色：Y"]
[899,"φ30","PBL","A30FA2411GLH","A30FA2411GLE","LBA9-24WW","突形","AC/DC24V","緑：G"]
[900,"φ30","PBL","A30FA2411GLH","A30FA2411GLE","LBA9-24WW","突形","AC/DC24V","緑：G"]
[901,"φ30","PBL","A30FA2411GLHJ","A30FA2411GLEJ","LBA9-24WW","突形","AC/DC24V","緑：G"]
[902,"φ30","PBL","A30FA2411HLH","A30FA2411HLE","LBA9-24PW","突形","AC/DC24V","青：H"]
[903,"φ30","PBL","A30FA2411OLH","A30FA2411OLE","LBA9-24WW","突形","AC/DC24V","O：橙"]
[904,"φ30","PBL","A30FA2411RLH","A30FA2411RLE","LBA9-24WW","突形","AC/DC24V","赤：R"]
[905,"φ30","PBL","A30FA2411RLH","A30FA2411RLE","LBA9-24WW","突形","AC/DC24V","赤：R"]
[906,"φ30","PBL","A30FA2411WLH","A30FA2411WLE","LBA9-24WW","突形","AC/DC24V","白：W(消灯時白・点灯時電球色）"]
[907,"φ30","PBL","A30FA2411YLH","A30FA2411YLE","LBA9-24WW","突形","AC/DC24V","黄色：Y"]
[908,"φ30","PBL","A30FA2420GLH","A30FA2420GLE","LBA9-24WW","突形","AC/DC24V","緑：G"]
[909,"φ30","PBL","A30FA2420HLHJ","A30FA2420HLEJ","LBA9-24PW","突形","AC/DC24V","青：H"]
[910,"φ30","PBL","A30FA2420OLH","A30FA2420OLE","LBA9-24WW","突形","AC/DC24V","O：橙"]
[911,"φ30","PBL","A30FA2420RLH","A30FA2420RLE","LBA9-24WW","突形","AC/DC24V","赤：R"]
[912,"φ30","PBL","A30FA2422GLH","A30FA2422GLE","LBA9-24WW","突形","AC/DC24V","緑：G"]
[913,"φ30","PBL","A30FA2422OLH","A30FA2422OLE","LBA9-24WW","突形","AC/DC24V","O：橙"]
[914,"φ30","PBL","A30FA2422RLH","A30FA2422RLE","LBA9-24WW","突形","AC/DC24V","赤：R"]
[915,"φ30","PBL","A30FA2422RLH","A30FA2422RLE","LBA9-24WW","突形","AC/DC24V","赤：R"]
[916,"φ30","PBL","A30FAD1201GLH","A30FAD1201GLE","LBA9-12WW","中きのこ形","AC/DC12V","緑：G"]
[917,"φ30","PBL","A30FAD1201HLH","A30FAD1201HLE","LBA9-12PW","中きのこ形","AC/DC12V","青：H"]
[918,"φ30","PBL","A30FAD1201OLH","A30FAD1201OLE","LBA9-12WW","中きのこ形","AC/DC12V","O：橙"]
[919,"φ30","PBL","A30FAD1201PWLH","A30FAD1201PWLE","LBA9-12PW","中きのこ形","AC/DC12V","白：W(消灯時白・点灯時純白）"]
[920,"φ30","PBL","A30FAD1201RLH","A30FAD1201RLE","LBA9-12WW","中きのこ形","AC/DC12V","赤：R"]
[921,"φ30","PBL","A30FAD1201WLH","A30FAD1201WLE","LBA9-12WW","中きのこ形","AC/DC12V","白：W(消灯時白・点灯時電球色）"]
[922,"φ30","PBL","A30FAD1201YLH","A30FAD1201YLE","LBA9-12WW","中きのこ形","AC/DC12V","黄色：Y"]
[923,"φ30","PBL","A30FAD2410GLH","A30FAD2410GLE","LBA9-24WW","中きのこ形","AC/DC24V","緑：G"]
[924,"φ30","PBL","A30FAD2410PWLHJ","A30FAD2410PWLEJ","LBA9-24PW","中きのこ形","AC/DC24V","白：W(消灯時白・点灯時純白）"]
[925,"φ30","PBL","A30FAD2410YLH","A30FAD2410YLE","LBA9-24WW","中きのこ形","AC/DC24V","黄色：Y"]
[926,"φ30","PBL","A30FAD2411HLH","A30FAD2411HLE","LBA9-24PW","中きのこ形","AC/DC24V","青：H"]
[927,"φ30","PBL","A30FAD2411RLH","A30FAD2411RLE","LBA9-24WW","中きのこ形","AC/DC24V","赤：R"]
[928,"φ30","PBL","A30FAD2411WLH","A30FAD2411WLE","LBA9-24WW","中きのこ形","AC/DC24V","白：W(消灯時白・点灯時電球色）"]
[929,"φ30","PBL","A30FADE2410GLH","A30FADE2410GLE","LBA9-24WW","中きのこ形","AC/DC24V","緑：G"]
[930,"φ30","PBL","A30FADE2411GLH","A30FADE2411GLE","LBA9-24WW","中きのこ形","AC/DC24V","緑：G"]
[931,"φ30","PBL","A30FADE2411YLH","A30FADE2411YLE","LBA9-24WW","中きのこ形","AC/DC24V","黄色：Y"]
[932,"φ30","PBL","A30FAE2411GLH","A30FAE2411GLE","LBA9-24WW","突形","AC/DC24V","緑：G"]
[933,"φ30","PBL","A30FAE2411RLH","A30FAE2411RLE","LBA9-24WW","突形","AC/DC24V","赤：R"]
[934,"φ30","PBL","A30FAE2422RLH","A30FAE2422RLE","LBA9-24WW","突形","AC/DC24V","赤：R"]
[935,"φ30","PBL","A30FAG2410GLH","A30FAG2410GLE","LBA9-24WW","金属ガード（穴あり）形","AC/DC24V","緑：G"]
[936,"φ30","PBL","A30FAG2410HLH","A30FAG2410HLE","LBA9-24PW","金属ガード（穴あり）形","AC/DC24V","青：H"]
[937,"φ30","PBL","A30FAG2410OLH","A30FAG2410OLE","LBA9-24WW","金属ガード（穴あり）形","AC/DC24V","O：橙"]
[938,"φ30","PBL","A30FAG2410PWLH","A30FAG2410PWLE","LBA9-24PW","金属ガード（穴あり）形","AC/DC24V","白：W(消灯時白・点灯時純白）"]
[939,"φ30","PBL","A30FAG2410WLH","A30FAG2410WLE","LBA9-24WW","金属ガード（穴あり）形","AC/DC24V","白：W(消灯時白・点灯時電球色）"]
[940,"φ30","PBL","A30FAG2410YLH","A30FAG2410YLE","LBA9-24WW","金属ガード（穴あり）形","AC/DC24V","黄色：Y"]
[941,"φ30","PBL","A30FAG2411GLH","A30FAG2411GLE","LBA9-24WW","金属ガード（穴あり）形","AC/DC24V","緑：G"]
[942,"φ30","PBL","A30FAG2411HLH","A30FAG2411HLE","LBA9-24PW","金属ガード（穴あり）形","AC/DC24V","青：H"]
[943,"φ30","PBL","A30FAG2411OLH","A30FAG2411OLE","LBA9-24WW","金属ガード（穴あり）形","AC/DC24V","O：橙"]
[944,"φ30","PBL","A30FAG2411RLH","A30FAG2411RLE","LBA9-24WW","金属ガード（穴あり）形","AC/DC24V","赤：R"]
[945,"φ30","PBL","A30FAG2411WLH","A30FAG2411WLE","LBA9-24WW","金属ガード（穴あり）形","AC/DC24V","白：W(消灯時白・点灯時電球色）"]
[946,"φ30","PBL","A30FAG2411YLH","A30FAG2411YLE","LBA9-24WW","金属ガード（穴あり）形","AC/DC24V","黄色：Y"]
[947,"φ30","PBL","A30FAG2444RLH","A30FAG2444RLE","LBA9-24WW","金属ガード（穴あり）形","AC/DC24V","赤：R"]
[948,"φ30","PBL","A30FAGB24100OLH","A30FAGB24100OLE","LBA9-24WW","金属ガード（穴なし）形","AC/DC24V","O：橙"]
[949,"φ30","PBL","A30FAGB2410GLH","A30FAGB2410GLE","LBA9-24WW","金属ガード（穴なし）形","AC/DC24V","緑：G"]
[950,"φ30","PBL","A30FAGB2410HLH","A30FAGB2410HLE","LBA9-24PW","金属ガード（穴なし）形","AC/DC24V","青：H"]
[951,"φ30","PBL","A30FAGB2410OLH","A30FAGB2410OLE","LBA9-24WW","金属ガード（穴なし）形","AC/DC24V","O：橙"]
[952,"φ30","PBL","A30FAGB2410PWLH","A30FAGB2410PWLE","LBA9-24PW","金属ガード（穴なし）形","AC/DC24V","白：W(消灯時白・点灯時純白）"]
[953,"φ30","PBL","A30FAGB2411GLH","A30FAGB2411GLE","LBA9-24WW","金属ガード（穴なし）形","AC/DC24V","緑：G"]
[954,"φ30","PBL","A30FAGB2411HLH","A30FAGB2411HLE","LBA9-24PW","金属ガード（穴なし）形","AC/DC24V","青：H"]
[955,"φ30","PBL","A30FAGB2411OLH","A30FAGB2411OLE","LBA9-24WW","金属ガード（穴なし）形","AC/DC24V","O：橙"]
[956,"φ30","PBL","A30FAGB2411WLH","A30FAGB2411WLE","LBA9-24WW","金属ガード（穴なし）形","AC/DC24V","白：W(消灯時白・点灯時電球色）"]
[957,"φ30","PBL","A30FAGB2411YLH","A30FAGB2411YLE","LBA9-24WW","金属ガード（穴なし）形","AC/DC24V","黄色：Y"]
[958,"φ30","PBL","A30FAGBE2410GLH","A30FAGBE2410GLE","LBA9-24WW","金属ガード（穴なし）形","AC/DC24V","緑：G"]
[959,"φ30","PBL","A30FAGE2410HLH","A30FAGE2410HLE","LBA9-24PW","金属ガード（穴あり）形","AC/DC24V","青：H"]
[960,"φ30","PBL","A30FAGE2410OLH","A30FAGE2410OLE","LBA9-24WW","金属ガード（穴あり）形","AC/DC24V","O：橙"]
[961,"φ30","PBL","A30FAGE2410PWLH","A30FAGE2410PWLE","LBA9-24PW","金属ガード（穴あり）形","AC/DC24V","白：W(消灯時白・点灯時純白）"]
[962,"φ30","PBL","A30FAGE2410RLH","A30FAGE2410RLE","LBA9-24WW","金属ガード（穴あり）形","AC/DC24V","赤：R"]
[963,"φ30","PBL","A30FAGE2410YLH","A30FAGE2410YLE","LBA9-24WW","金属ガード（穴あり）形","AC/DC24V","黄色：Y"]
[964,"φ30","PBL","A30FAGE2411HLH","A30FAGE2411HLE","LBA9-24PW","金属ガード（穴あり）形","AC/DC24V","青：H"]
[965,"φ30","PBL","A30FAGEH2420GLH","A30FAGEH2420GLE","LBA9-24WW","金属ガード（穴あり）形","AC/DC24V","緑：G"]
[966,"φ30","PBL","A30FAGH2410HLH","A30FAGH2410HLE","LBA9-24PW","金属ガード（穴あり）形","AC/DC24V","青：H"]
[967,"φ30","PBL","A30FAGH2411HLH","A30FAGH2411HLE","LBA9-24PW","金属ガード（穴あり）形","AC/DC24V","青：H"]
[968,"φ30","PBL","A30FAH2410GLH","A30FAH2410GLE","LBA9-24WW","突形","AC/DC24V","緑：G"]
[969,"φ30","PBL","A30FAH2411RLH","A30FAH2411RLE","LBA9-24WW","突形","AC/DC24V","赤：R"]
[970,"φ30","PBL","A30FAM1211RLH","A30FAM1211RLE","LBA9-12WW","プッシュロックきのこ形","AC/DC12V","赤：R"]
[971,"φ30","PBL","A30FAM2410RLH","A30FAM2410RLE","LBA9-24WW","プッシュロックきのこ形","AC/DC24V","赤：R"]
[972,"φ30","PBL","A30FAM2411OLH","A30FAM2411OLE","LBA9-24WW","プッシュロックきのこ形","AC/DC24V","O：橙"]
[973,"φ30","PBL","A30FAM2411RLH","A30FAM2411RLE","LBA9-24WW","プッシュロックきのこ形","AC/DC24V","赤：R"]
[974,"φ30","PBL","A30FAM2411YLH","A30FAM2411YLE","LBA9-24WW","プッシュロックきのこ形","AC/DC24V","黄色：Y"]
[975,"φ30","PBL","A30FAME2411OLH","A30FAME2411OLE","LBA9-24WW","プッシュロックきのこ形","AC/DC24V","O：橙"]
[976,"φ30","PBL","A30FAMS2411PWLH","A30FAMS2411PWLE","LBA9-24PW","プッシュロックきのこ形","AC/DC24V","白：W(消灯時白・点灯時純白）"]
[977,"φ30","PBL","A30FD10001GLH","A30FD10001GLE","LBA9-24WW","突形","AC/DC100~110V","緑：G"]
[978,"φ30","PBL","A30FD10001RLH","A30FD10001RLE","LBA9-24WW","突形","AC/DC100~110V","赤：R"]
[979,"φ30","PBL","A30FD10010GLH","A30FD10010GLE","LBA9-24WW","突形","AC/DC100~110V","緑：G"]
[980,"φ30","PBL","A30FD10010RLH","A30FD10010RLE","LBA9-24WW","突形","AC/DC100~110V","赤：R"]
[981,"φ30","PBL","A30FD10011GLH","A30FD10011GLE","LBA9-24WW","突形","AC/DC100~110V","緑：G"]
[982,"φ30","PBL","A30FD10011GLH","A30FD10011GLE","LBA9-24WW","突形","AC/DC100~110V","緑：G"]
[983,"φ30","PBL","A30FD10011OLH","A30FD10011OLE","LBA9-24WW","突形","AC/DC100~110V","O：橙"]
[984,"φ30","PBL","A30FD10011OLH","A30FD10011OLE","LBA9-24WW","突形","AC/DC100~110V","O：橙"]
[985,"φ30","PBL","A30FD10011RLH","A30FD10011RLE","LBA9-24WW","突形","AC/DC100~110V","赤：R"]
[986,"φ30","PBL","A30FD10011RLH","A30FD10011RLE","LBA9-24WW","突形","AC/DC100~110V","赤：R"]
[987,"φ30","PBL","A30FD10022GLH","A30FD10022GLE","LBA9-24WW","突形","AC/DC100~110V","緑：G"]
[988,"φ30","PBL","A30FD10022OLH","A30FD10022OLE","LBA9-24WW","突形","AC/DC100~110V","O：橙"]
[989,"φ30","PBL","A30FD10022OLH","A30FD10022OLE","LBA9-24WW","突形","AC/DC100~110V","O：橙"]
[990,"φ30","PBL","A30FD10022RLH","A30FD10022RLE","LBA9-24WW","突形","AC/DC100~110V","赤：R"]
[991,"φ30","PBL","A30FD10033RLH","A30FD10033RLE","LBA9-24WW","突形","AC/DC100~110V","赤：R"]
[992,"φ30","PBL","A30FD10044OLH","A30FD10044OLE","LBA9-24WW","突形","AC/DC100~110V","O：橙"]
[993,"φ30","PBL","A30FD10044RLH","A30FD10044RLE","LBA9-24WW","突形","AC/DC100~110V","赤：R"]
[994,"φ30","PBL","A30FD100GLHJ","A30FD100GLEJ","LBA9-24WW","突形","AC/DC100~110V","緑：G"]
[995,"φ30","PBL","A30FD100RLHJ","A30FD100RLEJ","LBA9-24WW","突形","AC/DC100~110V","赤：R"]
[996,"φ30","PBL","A30FD11011GLH","A30FD11011GLE","LBA9-24WW","突形","AC/DC100~110V","緑：G"]
[997,"φ30","PBL","A30FD11011RLH","A30FD11011RLE","LBA9-24WW","突形","AC/DC100~110V","赤：R"]
[998,"φ30","PBL","A30FD12522RLH","A30FD12522RLE","LBA9-24WW","突形","AC/DC100~110V","赤：R"]
[999,"φ30","PBL","A30FD20001GLH","A30FD20001GLE","LBA9-24WW","突形","AC/DC200~220V","緑：G"]
[1000,"φ30","PBL","A30FD20010GLH","A30FD20010GLE","LBA9-24WW","突形","AC/DC200~220V","緑：G"]
[1001,"φ30","PBL","A30FD20010RLH","A30FD20010RLE","LBA9-24WW","突形","AC/DC200~220V","赤：R"]
[1002,"φ30","PBL","A30FD20011CLH","A30FD20011CLE","LBA9-24WW","突形","AC/DC200~220V"]
[1003,"φ30","PBL","A30FD20011GLH","A30FD20011GLE","LBA9-24WW","突形","AC/DC200~220V","緑：G"]
[1004,"φ30","PBL","A30FD20011GLH","A30FD20011GLE","LBA9-24WW","突形","AC/DC200~220V","緑：G"]
[1005,"φ30","PBL","A30FD20011GLHJ","A30FD20011GLEJ","LBA9-24WW","突形","AC/DC200~220V","緑：G"]
[1006,"φ30","PBL","A30FD20011OLH","A30FD20011OLE","LBA9-24WW","突形","AC/DC200~220V","O：橙"]
[1007,"φ30","PBL","A30FD20011OLH","A30FD20011OLE","LBA9-24WW","突形","AC/DC200~220V","O：橙"]
[1008,"φ30","PBL","A30FD20011RLH","A30FD20011RLE","LBA9-24WW","突形","AC/DC200~220V","赤：R"]
[1009,"φ30","PBL","A30FD20011RLH","A30FD20011RLE","LBA9-24WW","突形","AC/DC200~220V","赤：R"]
[1010,"φ30","PBL","A30FD20011RLHJ","A30FD20011RLEJ","LBA9-24WW","突形","AC/DC200~220V","赤：R"]
[1011,"φ30","PBL","A30FD20022GLH","A30FD20022GLE","LBA9-24WW","突形","AC/DC200~220V","緑：G"]
[1012,"φ30","PBL","A30FD20022GLH","A30FD20022GLE","LBA9-24WW","突形","AC/DC200~220V","緑：G"]
[1013,"φ30","PBL","A30FD20022OLH","A30FD20022OLE","LBA9-24WW","突形","AC/DC200~220V","O：橙"]
[1014,"φ30","PBL","A30FD20022RLH","A30FD20022RLE","LBA9-24WW","突形","AC/DC200~220V","赤：R"]
[1015,"φ30","PBL","A30FD20022RLH","A30FD20022RLE","LBA9-24WW","突形","AC/DC200~220V","赤：R"]
[1016,"φ30","PBL","A30FDE10010WLH","A30FDE10010WLE","LBA9-24WW","突形","AC/DC100~110V","白：W(消灯時白・点灯時電球色）"]
[1017,"φ30","PBL","A30FDE10011GLH","A30FDE10011GLE","LBA9-24WW","突形","AC/DC100~110V","緑：G"]
[1018,"φ30","PBL","A30FDE10011GLH","A30FDE10011GLE","LBA9-24WW","突形","AC/DC100~110V","緑：G"]
[1019,"φ30","PBL","A30FDE10011OLH","A30FDE10011OLE","LBA9-24WW","突形","AC/DC100~110V","O：橙"]
[1020,"φ30","PBL","A30FDE10011OLH","A30FDE10011OLE","LBA9-24WW","突形","AC/DC100~110V","O：橙"]
[1021,"φ30","PBL","A30FDE10011RLH","A30FDE10011RLE","LBA9-24WW","突形","AC/DC100~110V","赤：R"]
[1022,"φ30","PBL","A30FDE10011RLH","A30FDE10011RLE","LBA9-24WW","突形","AC/DC100~110V","赤：R"]
[1023,"φ30","PBL","A30FDE10022GLH","A30FDE10022GLE","LBA9-24WW","突形","AC/DC100~110V","緑：G"]
[1024,"φ30","PBL","A30FDE10022OLH","A30FDE10022OLE","LBA9-24WW","突形","AC/DC100~110V","O：橙"]
[1025,"φ30","PBL","A30FDE10022OLH","A30FDE10022OLE","LBA9-24WW","突形","AC/DC100~110V","O：橙"]
[1026,"φ30","PBL","A30FDE10022RLH","A30FDE10022RLE","LBA9-24WW","突形","AC/DC100~110V","赤：R"]
[1027,"φ30","PBL","A30FDE10022RLH","A30FDE10022RLE","LBA9-24WW","突形","AC/DC100~110V","赤：R"]
[1028,"φ30","PBL","A30FDE10044RLH","A30FDE10044RLE","LBA9-24WW","突形","AC/DC100~110V","赤：R"]
[1029,"φ30","PBL","A30FDE20011GLH","A30FDE20011GLE","LBA9-24WW","突形","AC/DC200~220V","緑：G"]
[1030,"φ30","PBL","A30FDE20011OLH","A30FDE20011OLE","LBA9-24WW","突形","AC/DC200~220V","O：橙"]
[1031,"φ30","PBL","A30FDE20011RLH","A30FDE20011RLE","LBA9-24WW","突形","AC/DC200~220V","赤：R"]
[1032,"φ30","PBL","A30FDE20022GLH","A30FDE20022GLE","LBA9-24WW","突形","AC/DC200~220V","緑：G"]
[1033,"φ30","PBL","A30FDE20022OLH","A30FDE20022OLE","LBA9-24WW","突形","AC/DC200~220V","O：橙"]
[1034,"φ30","PBL","A30FDE20022RLH","A30FDE20022RLE","LBA9-24WW","突形","AC/DC200~220V","赤：R"]
[1035,"φ30","PBL","A30FDG10001GLHJ","A30FDG10001GLEJ","LBA9-24WW","金属ガード（穴あり）形","AC/DC100~110V","緑：G"]
[1036,"φ30","PBL","A30FDG10001OLH","A30FDG10001OLE","LBA9-24WW","金属ガード（穴あり）形","AC/DC100~110V","O：橙"]
[1037,"φ30","PBL","A30FDG1000GLH","A30FDG1000GLE","LBA9-24WW","金属ガード（穴あり）形","AC/DC100~110V","緑：G"]
[1038,"φ30","PBL","A30FDG1000RLH","A30FDG1000RLE","LBA9-24WW","金属ガード（穴あり）形","AC/DC100~110V","赤：R"]
[1039,"φ30","PBL","A30FDG1000YLH","A30FDG1000YLE","LBA9-24WW","金属ガード（穴あり）形","AC/DC100~110V","黄色：Y"]
[1040,"φ30","PBL","A30FDG10010GLH","A30FDG10010GLE","LBA9-24WW","金属ガード（穴あり）形","AC/DC100~110V","緑：G"]
[1041,"φ30","PBL","A30FDG10010GLHJ","A30FDG10010GLEJ","LBA9-24WW","金属ガード（穴あり）形","AC/DC100~110V","緑：G"]
[1042,"φ30","PBL","A30FDG10010RLH","A30FDG10010RLE","LBA9-24WW","金属ガード（穴あり）形","AC/DC100~110V","赤：R"]
[1043,"φ30","PBL","A30FDG10010WLH","A30FDG10010WLE","LBA9-24WW","金属ガード（穴あり）形","AC/DC100~110V","白：W(消灯時白・点灯時電球色）"]
[1044,"φ30","PBL","A30FDG10011GLH","A30FDG10011GLE","LBA9-24WW","金属ガード（穴あり）形","AC/DC100~110V","緑：G"]
[1045,"φ30","PBL","A30FDG10011GLH","A30FDG10011GLE","LBA9-24WW","金属ガード（穴あり）形","AC/DC100~110V","緑：G"]
[1046,"φ30","PBL","A30FDG10011GLHJ","A30FDG10011GLEJ","LBA9-24WW","金属ガード（穴あり）形","AC/DC100~110V","緑：G"]
[1047,"φ30","PBL","A30FDG10011HLH","A30FDG10011HLE","LBA9-24PW","金属ガード（穴あり）形","AC/DC100~110V","青：H"]
[1048,"φ30","PBL","A30FDG10011OLH","A30FDG10011OLE","LBA9-24WW","金属ガード（穴あり）形","AC/DC100~110V","O：橙"]
[1049,"φ30","PBL","A30FDG10011OLH","A30FDG10011OLE","LBA9-24WW","金属ガード（穴あり）形","AC/DC100~110V","O：橙"]
[1050,"φ30","PBL","A30FDG10011OLHJ","A30FDG10011OLEJ","LBA9-24WW","金属ガード（穴あり）形","AC/DC100~110V","O：橙"]
[1051,"φ30","PBL","A30FDG10011RLH","A30FDG10011RLE","LBA9-24WW","金属ガード（穴あり）形","AC/DC100~110V","赤：R"]
[1052,"φ30","PBL","A30FDG10011RLH","A30FDG10011RLE","LBA9-24WW","金属ガード（穴あり）形","AC/DC100~110V","赤：R"]
[1053,"φ30","PBL","A30FDG10011RLHJ","A30FDG10011RLEJ","LBA9-24WW","金属ガード（穴あり）形","AC/DC100~110V","赤：R"]
[1054,"φ30","PBL","A30FDG10011WLH","A30FDG10011WLE","LBA9-24WW","金属ガード（穴あり）形","AC/DC100~110V","白：W(消灯時白・点灯時電球色）"]
[1055,"φ30","PBL","A30FDG10011YLH","A30FDG10011YLE","LBA9-24WW","金属ガード（穴あり）形","AC/DC100~110V","黄色：Y"]
[1056,"φ30","PBL","A30FDG10020GLH","A30FDG10020GLE","LBA9-24WW","金属ガード（穴あり）形","AC/DC100~110V","緑：G"]
[1057,"φ30","PBL","A30FDG10022GLH","A30FDG10022GLE","LBA9-24WW","金属ガード（穴あり）形","AC/DC100~110V","緑：G"]
[1058,"φ30","PBL","A30FDG10022OLH","A30FDG10022OLE","LBA9-24WW","金属ガード（穴あり）形","AC/DC100~110V","O：橙"]
[1059,"φ30","PBL","A30FDG10022RLH","A30FDG10022RLE","LBA9-24WW","金属ガード（穴あり）形","AC/DC100~110V","赤：R"]
[1060,"φ30","PBL","A30FDG20001RLH","A30FDG20001RLE","LBA9-24WW","金属ガード（穴あり）形","AC/DC200~220V","赤：R"]
[1061,"φ30","PBL","A30FDG20001WLH","A30FDG20001WLE","LBA9-24WW","金属ガード（穴あり）形","AC/DC200~220V","白：W(消灯時白・点灯時電球色）"]
[1062,"φ30","PBL","A30FDG20011GLH","A30FDG20011GLE","LBA9-24WW","金属ガード（穴あり）形","AC/DC200~220V","緑：G"]
[1063,"φ30","PBL","A30FDG20011GLH","A30FDG20011GLE","LBA9-24WW","金属ガード（穴あり）形","AC/DC200~220V","緑：G"]
[1064,"φ30","PBL","A30FDG20011HLH","A30FDG20011HLE","LBA9-24PW","金属ガード（穴あり）形","AC/DC200~220V","青：H"]
[1065,"φ30","PBL","A30FDG20011OLH","A30FDG20011OLE","LBA9-24WW","金属ガード（穴あり）形","AC/DC200~220V","O：橙"]
[1066,"φ30","PBL","A30FDG20011OLH","A30FDG20011OLE","LBA9-24WW","金属ガード（穴あり）形","AC/DC200~220V","O：橙"]
[1067,"φ30","PBL","A30FDG20011RLH","A30FDG20011RLE","LBA9-24WW","金属ガード（穴あり）形","AC/DC200~220V","赤：R"]
[1068,"φ30","PBL","A30FDG20011RLH","A30FDG20011RLE","LBA9-24WW","金属ガード（穴あり）形","AC/DC200~220V","赤：R"]
[1069,"φ30","PBL","A30FDG20011WLH","A30FDG20011WLE","LBA9-24WW","金属ガード（穴あり）形","AC/DC200~220V","白：W(消灯時白・点灯時電球色）"]
[1070,"φ30","PBL","A30FDG20011YLH","A30FDG20011YLE","LBA9-24WW","金属ガード（穴あり）形","AC/DC200~220V","黄色：Y"]
[1071,"φ30","PBL","A30FDGB10010WLH","A30FDGB10010WLE","LBA9-24WW","金属ガード（穴なし）形","AC/DC100~110V","白：W(消灯時白・点灯時電球色）"]
[1072,"φ30","PBL","A30FDGB10011WLH","A30FDGB10011WLE","LBA9-24WW","金属ガード（穴なし）形","AC/DC100~110V","白：W(消灯時白・点灯時電球色）"]
[1073,"φ30","PBL","A30FDGB20010GLH","A30FDGB20010GLE","LBA9-24WW","金属ガード（穴なし）形","AC/DC100~110V","緑：G"]
[1074,"φ30","PBL","A30FDGB20011RLH","A30FDGB20011RLE","LBA9-24WW","金属ガード（穴なし）形","AC/DC100~110V","赤：R"]
[1075,"φ30","PBL","A30FDGBE10010GLH","A30FDGBE10010GLE","LBA9-24WW","金属ガード（穴なし）形","AC/DC100~110V","緑：G"]
[1076,"φ30","PBL","A30FDGBH10020WLH","A30FDGBH10020WLE","LBA9-24WW","金属ガード（穴なし）形","AC/DC100~110V","白：W(消灯時白・点灯時電球色）"]
[1077,"φ30","PBL","A30FDGE20010GLH","A30FDGE20010GLE","LBA9-24WW","金属ガード（穴あり）形","AC/DC200~220V","緑：G"]
[1078,"φ30","PBL","A30FDGEH10020GLH","A30FDGEH10020GLE","LBA9-24WW","金属ガード（穴あり）形","AC/DC100~110V","緑：G"]
[1079,"φ30","PBL","A30FDGH20020GLH","A30FDGH20020GLE","LBA9-24WW","金属ガード（穴あり）形","AC/DC200~220V","緑：G"]
[1080,"φ30","PBL","A30FDH20011GLH","A30FDH20011GLE","LBA9-24WW","突形","AC/DC200~220V","緑：G"]
[1081,"φ30","PBL","A30FDH20011RLH","A30FDH20011RLE","LBA9-24WW","突形","AC/DC200~220V","赤：R"]
[1082,"φ30","PBL","A30FDH20011RLHJ","A30FDH20011RLEJ","LBA9-24WW","突形","AC/DC200~220V","赤：R"]
[1083,"φ30","PBL","A30FDM10001RLH","A30FDM10001RLE","LBA9-24WW","プッシュロックきのこ形","AC/DC100~110V","赤：R"]
[1084,"φ30","PBL","A30FDM10011RLH","A30FDM10011RLE","LBA9-24WW","プッシュロックきのこ形","AC/DC100~110V","赤：R"]
[1085,"φ30","PBL","A30FDM20011RLH","A30FDM20011RLE","LBA9-24WW","プッシュロックきのこ形","AC/DC200~220V","赤：R"]
[1086,"φ30","PBL","A30FDME10001RLH","A30FDME10001RLE","LBA9-24WW","プッシュロックきのこ形","AC/DC100~110V","赤：R"]
[1087,"φ30","ICOS","A30FSA21222WLH","A30FSA21222WLE","LBA9-12WW","つまみ形","AC/DC12V","白：W(消灯時白・点灯時電球色）"]
[1088,"φ30","ICOS","A30FSA22410GLH","A30FSA22410GLE","LBA9-24WW","つまみ形","AC/DC24V","緑：G"]
[1089,"φ30","ICOS","A30FSA22410GLHJ","A30FSA22410GLEJ","LBA9-24WW","つまみ形","AC/DC24V","緑：G"]
[1090,"φ30","ICOS","A30FSA22410HLH","A30FSA22410HLE","LBA9-24PW","つまみ形","AC/DC24V","青：H"]
[1091,"φ30","ICOS","A30FSA22410OLH","A30FSA22410OLE","LBA9-24WW","つまみ形","AC/DC24V","O：橙"]
[1092,"φ30","ICOS","A30FSA22410OLHJ","A30FSA22410OLEJ","LBA9-24WW","つまみ形","AC/DC24V","O：橙"]
[1093,"φ30","ICOS","A30FSA22410RLH","A30FSA22410RLE","LBA9-24WW","つまみ形","AC/DC24V","赤：R"]
[1094,"φ30","ICOS","A30FSA22410RLHJ","A30FSA22410RLEJ","LBA9-24WW","つまみ形","AC/DC24V","赤：R"]
[1095,"φ30","ICOS","A30FSA22422WLH","A30FSA22422WLE","LBA9-24WW","つまみ形","AC/DC24V","白：W(消灯時白・点灯時電球色）"]
[1096,"φ30","ICOS","A30FST210011HLH","A30FST210011HLE","LBA9-6PW","つまみ形","-","青：H"]
[1097,"φ30","ICOS","A30FST210011OLH","A30FST210011OLE","LBA9-6WW","つまみ形","-","O：橙"]
[1098,"φ30","ICOS","A30FST210022OLH","A30FST210022OLE","LBA9-6WW","つまみ形","-","O：橙"]
[1099,"φ30","ICOS","A30FST210033OLH","A30FST210033OLE","LBA9-6WW","つまみ形","-","O：橙"]
[1100,"φ30","ICOS","A30FST220011HLH","A30FST220011HLE","LBA9-6PW","つまみ形","-","青：H"]
[1101,"φ30","ICOS","A30FST220011OLH","A30FST220011OLE","LBA9-6WW","つまみ形","-","O：橙"]
[1102,"φ30","ICOS","A30FST310011RLH","A30FST310011RLE","LBA9-6WW","つまみ形","-","赤：R"]
[1103,"φ30","ICOS","A30FST320011HLHJ","A30FST320011HLEJ","LBA9-6PW","つまみ形","-","青：H"]
[1104,"φ30","ICOS","A30FST320011OLH","A30FST320011OLE","LBA9-6WW","つまみ形","-","O：橙"]
[1105,"φ30","ICOS","A30FSTE210020WLHV","A30FSTE210020WLEV","LBA9-6WW","つまみ形","-","白：W(消灯時白・点灯時電球色）"]
[1106,"φ30","ICOS","A30FSTE310022HLHVJ","A30FSTE310022HLEVJ","LBA9-6PW","つまみ形","-","青：H"]
[1107,"φ30","PBL","A30FT10010HLH","A30FT10010HLE","LBA9-6PW","突形","AC100~110V","青：H"]
[1108,"φ30","PBL","A30FT10010RLH","A30FT10010RLE","LBA9-6WW","突形","AC100~110V","赤：R"]
[1109,"φ30","PBL","A30FT10011GLH","A30FT10011GLE","LBA9-6WW","突形","AC100~110V","緑：G"]
[1110,"φ30","PBL","A30FT10011GLH","A30FT10011GLE","LBA9-6WW","突形","AC100~110V","緑：G"]
[1111,"φ30","PBL","A30FT10011GLHJ","A30FT10011GLEJ","LBA9-6WW","突形","AC100~110V","緑：G"]
[1112,"φ30","PBL","A30FT10011HLH","A30FT10011HLE","LBA9-6PW","突形","AC100~110V","青：H"]
[1113,"φ30","PBL","A30FT10011OLH","A30FT10011OLE","LBA9-6WW","突形","AC100~110V","O：橙"]
[1114,"φ30","PBL","A30FT10011RLH","A30FT10011RLE","LBA9-6WW","突形","AC100~110V","赤：R"]
[1115,"φ30","PBL","A30FT10011RLH","A30FT10011RLE","LBA9-6WW","突形","AC100~110V","赤：R"]
[1116,"φ30","PBL","A30FT10011RLHJ","A30FT10011RLEJ","LBA9-6WW","突形","AC100~110V","赤：R"]
[1117,"φ30","PBL","A30FT10011WLH","A30FT10011WLE","LBA9-6WW","突形","AC100~110V","白：W(消灯時白・点灯時電球色）"]
[1118,"φ30","PBL","A30FT10022GLH","A30FT10022GLE","LBA9-6WW","突形","AC100~110V","緑：G"]
[1119,"φ30","PBL","A30FT10022OLH","A30FT10022OLE","LBA9-6WW","突形","AC100~110V","O：橙"]
[1120,"φ30","PBL","A30FT10022RLH","A30FT10022RLE","LBA9-6WW","突形","AC100~110V","赤：R"]
[1121,"φ30","PBL","A30FT10033RLH","A30FT10033RLE","LBA9-6WW","突形","AC100~110V","赤：R"]
[1122,"φ30","PBL","A30FT10044GLH","A30FT10044GLE","LBA9-6WW","突形","AC100~110V","緑：G"]
[1123,"φ30","PBL","A30FT10044OLH","A30FT10044OLE","LBA9-6WW","突形","AC100~110V","O：橙"]
[1124,"φ30","PBL","A30FT10044RLH","A30FT10044RLE","LBA9-6WW","突形","AC100~110V","赤：R"]
[1125,"φ30","PBL","A30FT20001GLH","A30FT20001GLE","LBA9-6WW","突形","AC200~220V","緑：G"]
[1126,"φ30","PBL","A30FT20001HLHJ","A30FT20001HLEJ","LBA9-6PW","突形","AC200~220V","青：H"]
[1127,"φ30","PBL","A30FT20010GLHJ","A30FT20010GLEJ","LBA9-6WW","突形","AC200~220V","緑：G"]
[1128,"φ30","PBL","A30FT20010HLH","A30FT20010HLE","LBA9-6PW","突形","AC200~220V","青：H"]
[1129,"φ30","PBL","A30FT20010HLHJ","A30FT20010HLEJ","LBA9-6PW","突形","AC200~220V","青：H"]
[1130,"φ30","PBL","A30FT20010RLH","A30FT20010RLE","LBA9-6WW","突形","AC200~220V","赤：R"]
[1131,"φ30","PBL","A30FT20010RLHJ","A30FT20010RLEJ","LBA9-6WW","突形","AC200~220V","赤：R"]
[1132,"φ30","PBL","A30FT20010WLH","A30FT20010WLE","LBA9-6WW","突形","AC200~220V","白：W(消灯時白・点灯時電球色）"]
[1133,"φ30","PBL","A30FT20010YLH","A30FT20010YLE","LBA9-6WW","突形","AC200~220V","黄色：Y"]
[1134,"φ30","PBL","A30FT20011GLH","A30FT20011GLE","LBA9-6WW","突形","AC200~220V","緑：G"]
[1135,"φ30","PBL","A30FT20011GLH","A30FT20011GLE","LBA9-6WW","突形","AC200~220V","緑：G"]
[1136,"φ30","PBL","A30FT20011GLHJ","A30FT20011GLEJ","LBA9-6WW","突形","AC200~220V","緑：G"]
[1137,"φ30","PBL","A30FT20011HLH","A30FT20011HLE","LBA9-6PW","突形","AC200~220V","青：H"]
[1138,"φ30","PBL","A30FT20011OLH","A30FT20011OLE","LBA9-6WW","突形","AC200~220V","O：橙"]
[1139,"φ30","PBL","A30FT20011OLH","A30FT20011OLE","LBA9-6WW","突形","AC200~220V","O：橙"]
[1140,"φ30","PBL","A30FT20011RLH","A30FT20011RLE","LBA9-6WW","突形","AC200~220V","赤：R"]
[1141,"φ30","PBL","A30FT20011RLH","A30FT20011RLE","LBA9-6WW","突形","AC200~220V","赤：R"]
[1142,"φ30","PBL","A30FT20011RLHJ","A30FT20011RLEJ","LBA9-6WW","突形","AC200~220V","赤：R"]
[1143,"φ30","PBL","A30FT20011WLH","A30FT20011WLE","LBA9-6WW","突形","AC200~220V","白：W(消灯時白・点灯時電球色）"]
[1144,"φ30","PBL","A30FT20011YLH","A30FT20011YLE","LBA9-6WW","突形","AC200~220V","黄色：Y"]
[1145,"φ30","PBL","A30FT20020HLH","A30FT20020HLE","LBA9-6PW","突形","AC200~220V","青：H"]
[1146,"φ30","PBL","A30FT20022GLH","A30FT20022GLE","LBA9-6WW","突形","AC200~220V","緑：G"]
[1147,"φ30","PBL","A30FT20022OLH","A30FT20022OLE","LBA9-6WW","突形","AC200~220V","O：橙"]
[1148,"φ30","PBL","A30FT20022RLH","A30FT20022RLE","LBA9-6WW","突形","AC200~220V","赤：R"]
[1149,"φ30","PBL","A30FTD20011RLH","A30FTD20011RLE","LBA-6WW","中きのこ形","AC200~220V","赤：R"]
[1150,"φ30","PBL","A30FTDE10010WLH","A30FTDE10010WLE","LBA9-6WW","中きのこ形","AC100~110V","白：W(消灯時白・点灯時電球色）"]
[1151,"φ30","PBL","A30FTDE10011GLH","A30FTDE10011GLE","LBA-6WW","中きのこ形","AC100~110V","緑：G"]
[1152,"φ30","PBL","A30FTDE10011OLH","A30FTDE10011OLE","LBA-6WW","中きのこ形","AC100~110V","O：橙"]
[1153,"φ30","PBL","A30FTDE10011RLH","A30FTDE10011RLE","LBA-6WW","中きのこ形","AC100~110V","赤：R"]
[1154,"φ30","PBL","A30FTE10011GLH","A30FTE10011GLE","LBA9-6WW","突形","AC100~110V","緑：G"]
[1155,"φ30","PBL","A30FTE10011OLH","A30FTE10011OLE","LBA9-6WW","突形","AC100~110V","O：橙"]
[1156,"φ30","PBL","A30FTE10011RLH","A30FTE10011RLE","LBA9-6WW","突形","AC100~110V","赤：R"]
[1157,"φ30","PBL","A30FTE10022GLH","A30FTE10022GLE","LBA9-6WW","突形","AC100~110V","緑：G"]
[1158,"φ30","PBL","A30FTE10022OLH","A30FTE10022OLE","LBA9-6WW","突形","AC100~110V","O：橙"]
[1159,"φ30","PBL","A30FTE10022RLH","A30FTE10022RLE","LBA9-6WW","突形","AC100~110V","赤：R"]
[1160,"φ30","PBL","A30FTE20011GLH","A30FTE20011GLE","LBA9-6WW","突形","AC200~220V","緑：G"]
[1161,"φ30","PBL","A30FTE20011RLH","A30FTE20011RLE","LBA9-6WW","突形","AC200~220V","赤：R"]
[1162,"φ30","PBL","A30FTG100/2411RLH","A30FTG100/2411RLE","LBA9-24WW","金属ガード（穴あり）形","AC100~110V","赤：R"]
[1163,"φ30","PBL","A30FTG10001GLH","A30FTG10001GLE","LBA9-6WW","金属ガード（穴あり）形","AC100~110V","緑：G"]
[1164,"φ30","PBL","A30FTG10010GLH","A30FTG10010GLE","LBA9-6WW","金属ガード（穴あり）形","AC100~110V","緑：G"]
[1165,"φ30","PBL","A30FTG10010GLHJ","A30FTG10010GLEJ","LBA9-6WW","金属ガード（穴あり）形","AC100~110V","緑：G"]
[1166,"φ30","PBL","A30FTG10010HLH","A30FTG10010HLE","LBA9-6PW","金属ガード（穴あり）形","AC100~110V","青：H"]
[1167,"φ30","PBL","A30FTG10010PWLH","A30FTG10010PWLE","LBA9-6PW","金属ガード（穴あり）形","AC100~110V","白：W(消灯時白・点灯時純白）"]
[1168,"φ30","PBL","A30FTG10010PWLHJ","A30FTG10010PWLEJ","LBA9-6PW","金属ガード（穴あり）形","AC100~110V","白：W(消灯時白・点灯時純白）"]
[1169,"φ30","PBL","A30FTG10010RLH","A30FTG10010RLE","LBA9-6WW","金属ガード（穴あり）形","AC100~110V","赤：R"]
[1170,"φ30","PBL","A30FTG10011GLH","A30FTG10011GLE","LBA9-6WW","金属ガード（穴あり）形","AC100~110V","緑：G"]
[1171,"φ30","PBL","A30FTG10011GLH","A30FTG10011GLE","LBA9-6WW","金属ガード（穴あり）形","AC100~110V","緑：G"]
[1172,"φ30","PBL","A30FTG10011GLHJ","A30FTG10011GLEJ","LBA9-6WW","金属ガード（穴あり）形","AC100~110V","緑：G"]
[1173,"φ30","PBL","A30FTG10011HLH","A30FTG10011HLE","LBA9-6PW","金属ガード（穴あり）形","AC100~110V","青：H"]
[1174,"φ30","PBL","A30FTG10011OLH","A30FTG10011OLE","LBA9-6WW","金属ガード（穴あり）形","AC100~110V","O：橙"]
[1175,"φ30","PBL","A30FTG10011OLH","A30FTG10011OLE","LBA9-6WW","金属ガード（穴あり）形","AC100~110V","O：橙"]
[1176,"φ30","PBL","A30FTG10011RLHJ","A30FTG10011RLEJ","LBA9-6WW","金属ガード（穴あり）形","AC100~110V","赤：R"]
[1177,"φ30","PBL","A30FTG10011WLH","A30FTG10011WLE","LBA9-6WW","金属ガード（穴あり）形","AC100~110V","白：W(消灯時白・点灯時電球色）"]
[1178,"φ30","PBL","A30FTG10011YLH","A30FTG10011YLE","LBA9-6WW","金属ガード（穴あり）形","AC100~110V","黄色：Y"]
[1179,"φ30","PBL","A30FTG10020GLH","A30FTG10020GLE","LBA9-6WW","金属ガード（穴あり）形","AC100~110V","緑：G"]
[1180,"φ30","PBL","A30FTG10020GLHJ","A30FTG10020GLEJ","LBA9-6WW","金属ガード（穴あり）形","AC100~110V","緑：G"]
[1181,"φ30","PBL","A30FTG10020RLHJ","A30FTG10020RLEJ","LBA9-6WW","金属ガード（穴あり）形","AC100~110V","赤：R"]
[1182,"φ30","PBL","A30FTG20001GLH","A30FTG20001GLE","LBA9-6WW","金属ガード（穴あり）形","AC200~220V","緑：G"]
[1183,"φ30","PBL","A30FTG20001RLH","A30FTG20001RLE","LBA9-6WW","金属ガード（穴あり）形","AC200~220V","赤：R"]
[1184,"φ30","PBL","A30FTG20010GLH","A30FTG20010GLE","LBA9-6WW","金属ガード（穴あり）形","AC200~220V","緑：G"]
[1185,"φ30","PBL","A30FTG20010HLH","A30FTG20010HLE","LBA9-6PW","金属ガード（穴あり）形","AC200~220V","青：H"]
[1186,"φ30","PBL","A30FTG20010RLH","A30FTG20010RLE","LBA9-6WW","金属ガード（穴あり）形","AC200~220V","赤：R"]
[1187,"φ30","PBL","A30FTG20011GLH","A30FTG20011GLE","LBA9-6WW","金属ガード（穴あり）形","AC200~220V","緑：G"]
[1188,"φ30","PBL","A30FTG20011GLH","A30FTG20011GLE","LBA9-6WW","金属ガード（穴あり）形","AC200~220V","緑：G"]
[1189,"φ30","PBL","A30FTG20011GLHJ","A30FTG20011GLEJ","LBA9-6WW","金属ガード（穴あり）形","AC200~220V","緑：G"]
[1190,"φ30","PBL","A30FTG20011HLH","A30FTG20011HLE","LBA9-6PW","金属ガード（穴あり）形","AC200~220V","青：H"]
[1191,"φ30","PBL","A30FTG20011OLH","A30FTG20011OLE","LBA9-6WW","金属ガード（穴あり）形","AC200~220V","O：橙"]
[1192,"φ30","PBL","A30FTG20011RLH","A30FTG20011RLE","LBA9-6WW","金属ガード（穴あり）形","AC200~220V","赤：R"]
[1193,"φ30","PBL","A30FTG20011RLH","A30FTG20011RLE","LBA9-6WW","金属ガード（穴あり）形","AC200~220V","赤：R"]
[1194,"φ30","PBL","A30FTG20011RLHJ","A30FTG20011RLEJ","LBA9-6WW","金属ガード（穴あり）形","AC200~220V","赤：R"]
[1195,"φ30","PBL","A30FTG20011WLHJ","A30FTG20011WLEJ","LBA9-6WW","金属ガード（穴あり）形","AC200~220V","白：W(消灯時白・点灯時電球色）"]
[1196,"φ30","PBL","A30FTG20020GLH","A30FTG20020GLE","LBA9-6WW","金属ガード（穴あり）形","AC200~220V","緑：G"]
[1197,"φ30","PBL","A30FTG20020HLH","A30FTG20020HLE","LBA9-6PW","金属ガード（穴あり）形","AC200~220V","青：H"]
[1198,"φ30","PBL","A30FTG20020RLH","A30FTG20020RLE","LBA9-6WW","金属ガード（穴あり）形","AC200~220V","赤：R"]
[1199,"φ30","PBL","A30FTG20020YLH","A30FTG20020YLE","LBA9-6WW","金属ガード（穴あり）形","AC200~220V","黄色：Y"]
[1200,"φ30","PBL","A30FTGB10011GLH","A30FTGB10011GLE","LBA9-6WW","金属ガード（穴なし）形","AC100~110V","緑：G"]
[1201,"φ30","PBL","A30FTGB10011RLH","A30FTGB10011RLE","LBA9-6WW","金属ガード（穴なし）形","AC100~110V","赤：R"]
[1202,"φ30","PBL","A30FTGB10011WLH","A30FTGB10011WLE","LBA9-6WW","金属ガード（穴なし）形","AC100~110V","白：W(消灯時白・点灯時電球色）"]
[1203,"φ30","PBL","A30FTGB20011GLH","A30FTGB20011GLE","LBA9-6WW","金属ガード（穴なし）形","AC200~200V","緑：G"]
[1204,"φ30","PBL","A30FTGBE20011GLH","A30FTGBE20011GLE","LBA9-6WW","金属ガード（穴なし）形","AC200~200V","緑：G"]
[1205,"φ30","PBL","A30FTGBE20011RLH","A30FTGBE20011RLE","LBA9-6WW","金属ガード（穴なし）形","AC200~200V","赤：R"]
[1206,"φ30","PBL","A30FTGBEH10010GLH","A30FTGBEH10010GLE","LBA9-6WW","金属ガード（穴なし）形","AC100~110V","緑：G"]
[1207,"φ30","PBL","A30FTGE10010HLH","A30FTGE10010HLE","LBA9-6PW","金属ガード（穴あり）形","AC100~110V","青：H"]
[1208,"φ30","PBL","A30FTGE20010HLH","A30FTGE20010HLE","LBA9-6PW","金属ガード（穴あり）形","AC200~200V","青：H"]
[1209,"φ30","PBL","A30FTGEH10020GLH","A30FTGEH10020GLE","LBA9-6WW","金属ガード（穴あり）形","AC100~110V","緑：G"]
[1210,"φ30","PBL","A30FTGH10011HLH","A30FTGH10011HLE","LBA9-6PW","金属ガード（穴あり）形","AC100~110V","青：H"]
[1211,"φ30","PBL","A30FTGH20010HLH","A30FTGH20010HLE","LBA9-6PW","金属ガード（穴あり）形","AC200~200V","青：H"]
[1212,"φ30","PBL","A30FTGH20011RLH","A30FTGH20011RLE","LBA9-6WW","金属ガード（穴あり）形","AC200~200V","赤：R"]
[1213,"φ30","PBL","A30FTH10011HLH","A30FTH10011HLE","LBA9-6PW","突形","AC100~110V","青：H"]
[1214,"φ30","PBL","A30FTH10011RLH","A30FTH10011RLE","LBA9-6WW","突形","AC100~110V","赤：R"]
[1215,"φ30","PBL","A30FTH10031WLHJ","A30FTH10031WLEJ","LBA9-6WW","突形","AC100~110V","白：W(消灯時白・点灯時電球色）"]
[1216,"φ30","PBL","A30FTH20011GLH","A30FTH20011GLE","LBA9-6WW","突形","AC200~200V","緑：G"]
[1217,"φ30","PBL","A30FTH20011HLH","A30FTH20011HLE","LBA9-6PW","突形","AC200~200V","青：H"]
[1218,"φ30","PBL","A30FTH20011RLH","A30FTH20011RLE","LBA9-6WW","突形","AC200~200V","赤：R"]
[1219,"φ30","PBL","A30FTM20011RLH","A30FTM20011RLE","LBA9-6WW","プッシュロックきのこ形","AC200~220V","赤：R"]
[1220,"φ30","PBL","A30FTMS10011WLH","A30FTMS10011WLE","LBA9-6WW","プッシュロック小きのこ形","AC100~110V","白：W(消灯時白・点灯時電球色）"]
[1221,"φ30","PBL","A30FTMS20011HLH","A30FTMS20011HLE","LBA9-6PW","プッシュロック小きのこ形","AC200~220V","青：H"]
[1222,"φ30","PBL","A30FTMSH10011WLH","A30FTMSH10011WLE","LBA9-6WW","プッシュロック小きのこ形","AC100~110V","白：W(消灯時白・点灯時電球色）"]
[1223,"φ30","PL","A30ILA12GLH","A30ILA12GLE","LBA9-12WW","丸形","AC/DC12V","緑：G"]
[1224,"φ30","PL","A30ILA12HLH","A30ILA12HLE","LBA9-12PW","丸形","AC/DC12V","青：H"]
[1225,"φ30","PL","A30ILA12OLH","A30ILA12OLE","LBA9-12WW","丸形","AC/DC12V","O：橙"]
[1226,"φ30","PL","A30ILA12RLH","A30ILA12RLE","LBA9-12WW","丸形","AC/DC12V","赤：R"]
[1227,"φ30","PL","A30ILA12WLH","A30ILA12WLE","LBA9-12WW","丸形","AC/DC12V","白：W(消灯時白・点灯時電球色）"]
[1228,"φ30","PL","A30ILA12YLH","A30ILA12YLE","LBA9-12WW","丸形","AC/DC12V","黄色：Y"]
[1229,"φ30","PL","A30ILA24CLH","A30ILA24CLE","LBA9-24WW","丸形","AC/DC24V"]
[1230,"φ30","PL","A30ILA24GLH","A30ILA24GLE","LBA9-24WW","丸形","AC/DC24V","緑：G"]
[1231,"φ30","PL","A30ILA24HLH","A30ILA24HLE","LBA9-24PW","丸形","AC/DC24V","青：H"]
[1232,"φ30","PL","A30ILA24OLH","A30ILA24OLE","LBA9-24WW","丸形","AC/DC24V","O：橙"]
[1233,"φ30","PL","A30ILA24PWLH","A30ILA24PWLE","LBA9-24PW","丸形","AC/DC24V","白：W(消灯時白・点灯時純白）"]
[1234,"φ30","PL","A30ILA24RLH","A30ILA24RLE","LBA9-24WW","丸形","AC/DC24V","赤：R"]
[1235,"φ30","PL","A30ILA24WLH","A30ILA24WLE","LBA9-24WW","丸形","AC/DC24V","白：W(消灯時白・点灯時電球色）"]
[1236,"φ30","PL","A30ILA24YLH","A30ILA24YLE","LBA9-24WW","丸形","AC/DC24V","黄色：Y"]
[1237,"φ30","PL","A30ILA6OLH","A30ILA6OLE","LBA9-6WW","丸形","AC/DC6V","O：橙"]
[1238,"φ30","PL","A30ILA6PWLH","A30ILA6PWLE","LBA9-6PW","丸形","AC/DC6V","白：W(消灯時白・点灯時純白）"]
[1239,"φ30","PL","A30ILA6RLH","A30ILA6RLE","LBA9-6WW","丸形","AC/DC6V","赤：R"]
[1240,"φ30","PL","A30ILA6WLH","A30ILA6WLE","LBA9-6WW","丸形","AC/DC6V","白：W(消灯時白・点灯時電球色）"]
[1241,"φ30","PL","A30ILAE24GLH","A30ILAE24GLE","LBA9-24WW","丸形","AC/DC24V","緑：G"]
[1242,"φ30","PL","A30ILAE24HLH","A30ILAE24HLE","LBA9-24PW","丸形","AC/DC24V","青：H"]
[1243,"φ30","PL","A30ILAE24OLH","A30ILAE24OLE","LBA9-24WW","丸形","AC/DC24V","O：橙"]
[1244,"φ30","PL","A30ILAE24PWLH","A30ILAE24PWLE","LBA9-24PW","丸形","AC/DC24V","白：W(消灯時白・点灯時純白）"]
[1245,"φ30","PL","A30ILAE24RLH","A30ILAE24RLE","LBA9-24WW","丸形","AC/DC24V","赤：R"]
[1246,"φ30","PL","A30ILAE24WLH","A30ILAE24WLE","LBA9-24WW","丸形","AC/DC24V","白：W(消灯時白・点灯時電球色）"]
[1247,"φ30","PL","A30ILAE24YLH","A30ILAE24YLE","LBA9-24WW","丸形","AC/DC24V","黄色：Y"]
[1248,"φ30","PL","A30ILAF24HLH","A30ILAF24HLE","LBA9-24PW","平形","AC/DC24V","青：H"]
[1249,"φ30","PL","A30ILAFE24OLH","A30ILAFE24OLE","LBA9-24WW","平形","AC/DC24V","O：橙"]
[1250,"φ30","PL","A30ILAQ6WLH","A30ILAQ6WLE","LBA9-6WW","長角形","AC/DC6V","白：W(消灯時白・点灯時電球色）"]
[1251,"φ30","PL","A30ILAQB12GLH","A30ILAQB12GLE","LBA9-12WW","長角形","AC/DC12V","緑：G"]
[1252,"φ30","PL","A30ILAQB12OLH","A30ILAQB12OLE","LBA9-12WW","長角形","AC/DC12V","O：橙"]
[1253,"φ30","PL","A30ILAQB12RLH","A30ILAQB12RLE","LBA9-12WW","長角形","AC/DC12V","赤：R"]
[1254,"φ30","PL","A30ILAQB12WLH","A30ILAQB12WLE","LBA9-12WW","長角形","-","白：W(消灯時白・点灯時電球色）"]
[1255,"φ30","PL","A30ILAQB24GLH","A30ILAQB24GLE","LBA9-24WW","長角形","AC/DC24V","緑：G"]
[1256,"φ30","PL","A30ILAQB24HLH","A30ILAQB24HLE","LBA9-24PW","長角形","AC/DC24V","青：H"]
[1257,"φ30","PL","A30ILAQB24OLH","A30ILAQB24OLE","LBA9-24WW","長角形","AC/DC24V","O：橙"]
[1258,"φ30","PL","A30ILAQB24RLH","A30ILAQB24RLE","LBA9-24WW","長角形","AC/DC24V","赤：R"]
[1259,"φ30","PL","A30ILAQB24WLH","A30ILAQB24WLE","LBA9-24WW","長角形","AC/DC24V","白：W(消灯時白・点灯時電球色）"]
[1260,"φ30","PL","A30ILAQB6WLH","A30ILAQB6WLE","LBA9-6WW","長角形","AC/DC6V","白：W(消灯時白・点灯時電球色）"]
[1261,"φ30","PL","A30ILASB24HLH","A30ILASB24HLE","LBA9-24PW","角形","AC/DC24V","青：H"]
[1262,"φ30","PL","A30ILASB24OLH","A30ILASB24OLE","LBA9-24WW","角形","AC/DC24V","O：橙"]
[1263,"φ30","PL","A30ILASB24RLH","A30ILASB24RLE","LBA9-24WW","角形","AC/DC24V","赤：R"]
[1264,"φ30","PL","A30ILASB24WLH","A30ILASB24WLE","LBA9-24WW","角形","AC/DC24V","白：W(消灯時白・点灯時電球色）"]
[1265,"φ30","PL","A30ILD100CLH","A30ILD100CLE","LBA9-24WW","丸形","AC/DC100~110V"]
[1266,"φ30","PL","A30ILD100GLH","A30ILD100GLE","LBA9-24WW","丸形","AC/DC100~110V","緑：G"]
[1267,"φ30","PL","A30ILD100GLH(TC)","A30ILD100GLE(TC)","LBA9-24WW","丸形","AC/DC100~110V","緑：G"]
[1268,"φ30","PL","A30ILD100HLH","A30ILD100HLE","LBA9-24PW","丸形","AC/DC100~110V","青：H"]
[1269,"φ30","PL","A30ILD100PWLH","A30ILD100PWLE","LBA9-24PW","丸形","AC/DC100~110V","白：W(消灯時白・点灯時純白）"]
[1270,"φ30","PL","A30ILD100RLH","A30ILD100RLE","LBA9-24WW","丸形","AC/DC100~110V","赤：R"]
[1271,"φ30","PL","A30ILD100RLH(CCC)","A30ILD100RLE(CCC)","LBA9-24WW","丸形","AC/DC100~110V","赤：R"]
[1272,"φ30","PL","A30ILD100RLH(TC)","A30ILD100RLE(TC)","LBA9-24WW","丸形","AC/DC100~110V","赤：R"]
[1273,"φ30","PL","A30ILD100WLH","A30ILD100WLE","LBA9-24WW","丸形","AC/DC100~110V","白：W(消灯時白・点灯時電球色）"]
[1274,"φ30","PL","A30ILD100YLH","A30ILD100YLE","LBA9-24WW","丸形","AC/DC100~110V","黄色：Y"]
[1275,"φ30","PL","A30ILD110GLH","A30ILD110GLE","LBA9-24WW","丸形","-","緑：G"]
[1276,"φ30","PL","A30ILD110HLH","A30ILD110HLE","LBA9-24PW","丸形","-","青：H"]
[1277,"φ30","PL","A30ILD110PWLH","A30ILD110PWLE","LBA9-24PW","丸形","-","白：W(消灯時白・点灯時純白）"]
[1278,"φ30","PL","A30ILD110RLH","A30ILD110RLE","LBA9-24WW","丸形","-","赤：R"]
[1279,"φ30","PL","A30ILD110WLH","A30ILD110WLE","LBA9-24WW","丸形","-","白：W(消灯時白・点灯時電球色）"]
[1280,"φ30","PL","A30ILD110YLH","A30ILD110YLE","LBA9-24WW","丸形","-","黄色：Y"]
[1281,"φ30","PL","A30ILD120GLH","A30ILD120GLE","LBA9-24WW","丸形","-","緑：G"]
[1282,"φ30","PL","A30ILD120RLH","A30ILD120RLE","LBA9-24WW","丸形","-","赤：R"]
[1283,"φ30","PL","A30ILD120WLH","A30ILD120WLE","LBA9-24WW","丸形","-","白：W(消灯時白・点灯時電球色）"]
[1284,"φ30","PL","A30ILD125GLH","A30ILD125GLE","LBA9-24WW","丸形","-","緑：G"]
[1285,"φ30","PL","A30ILD125HLH","A30ILD125HLE","LBA9-24PW","丸形","-","青：H"]
[1286,"φ30","PL","A30ILD125PWLH","A30ILD125PWLE","LBA9-24PW","丸形","-","白：W(消灯時白・点灯時純白）"]
[1287,"φ30","PL","A30ILD125RLH","A30ILD125RLE","LBA9-24WW","丸形","-","赤：R"]
[1288,"φ30","PL","A30ILD125YLH","A30ILD125YLE","LBA9-24WW","丸形","-","黄色：Y"]
[1289,"φ30","PL","A30ILD200CLH","A30ILD200CLE","LBA9-24WW","丸形","AC/DC200~220V"]
[1290,"φ30","PL","A30ILD200GLH","A30ILD200GLE","LBA9-24WW","丸形","AC/DC200~220V","緑：G"]
[1291,"φ30","PL","A30ILD200HLH","A30ILD200HLE","LBA9-24PW","丸形","AC/DC200~220V","青：H"]
[1292,"φ30","PL","A30ILD200PWLH","A30ILD200PWLE","LBA9-24PW","丸形","AC/DC200~220V","白：W(消灯時白・点灯時純白）"]
[1293,"φ30","PL","A30ILD200RLH","A30ILD200RLE","LBA9-24WW","丸形","AC/DC200~220V","赤：R"]
[1294,"φ30","PL","A30ILD200WLH","A30ILD200WLE","LBA9-24WW","丸形","AC/DC200~220V","白：W(消灯時白・点灯時電球色）"]
[1295,"φ30","PL","A30ILD200YLH","A30ILD200YLE","LBA9-24WW","丸形","AC/DC200~220V","黄色：Y"]
[1296,"φ30","PL","A30ILD220GLH","A30ILD220GLE","LBA9-24WW","丸形","-","緑：G"]
[1297,"φ30","PL","A30ILD220HLH","A30ILD220HLE","LBA9-24PW","丸形","-","青：H"]
[1298,"φ30","PL","A30ILD220PWLH","A30ILD220PWLE","LBA9-24PW","丸形","-","白：W(消灯時白・点灯時純白）"]
[1299,"φ30","PL","A30ILD220RLH","A30ILD220RLE","LBA9-24WW","丸形","-","赤：R"]
[1300,"φ30","PL","A30ILD220WLH","A30ILD220WLE","LBA9-24WW","丸形","-","白：W(消灯時白・点灯時電球色）"]
[1301,"φ30","PL","A30ILD220YLH","A30ILD220YLE","LBA9-24WW","丸形","-","黄色：Y"]
[1302,"φ30","PL","A30ILD48RLH","A30ILD48RLE","LBA9-24WW","丸形","-","赤：R"]
[1303,"φ30","PL","A30ILD48WLH","A30ILD48WLE","LBA9-24WW","丸形","-","白：W(消灯時白・点灯時電球色）"]
[1304,"φ30","PL","A30ILDE100GLH","A30ILDE100GLE","LBA9-24WW","丸形","AC/DC100~110V","緑：G"]
[1305,"φ30","PL","A30ILDE100RLH","A30ILDE100RLE","LBA9-24WW","丸形","AC/DC100~110V","赤：R"]
[1306,"φ30","PL","A30ILDE100WLH","A30ILDE100WLE","LBA9-24WW","丸形","AC/DC100~110V","白：W(消灯時白・点灯時電球色）"]
[1307,"φ30","PL","A30ILDE200GLH","A30ILDE200GLE","LBA9-24WW","丸形","AC/DC200~220V","緑：G"]
[1308,"φ30","PL","A30ILDE200RLH","A30ILDE200RLE","LBA9-24WW","丸形","AC/DC200~220V","赤：R"]
[1309,"φ30","PL","A30ILDE200WLH","A30ILDE200WLE","LBA9-24WW","丸形","AC/DC200~220V","白：W(消灯時白・点灯時電球色）"]
[1310,"φ30","PL","A30ILDF100GLH","A30ILDF100GLE","LBA9-24WW","平形","AC/DC100~110V","緑：G"]
[1311,"φ30","PL","A30ILDF100RLH","A30ILDF100RLE","LBA9-24WW","平形","AC/DC100~110V","赤：R"]
[1312,"φ30","PL","A30ILDF200GLH","A30ILDF200GLE","LBA9-24WW","平形","AC/DC200~220V","緑：G"]
[1313,"φ30","PL","A30ILDF200RLH","A30ILDF200RLE","LBA9-24WW","平形","AC/DC200~220V","赤：R"]
[1314,"φ30","PL","A30ILDF200WLH","A30ILDF200WLE","LBA9-24WW","平形","AC/DC200~220V","白：W(消灯時白・点灯時電球色）"]
[1315,"φ30","PL","A30ILDF200YLH","A30ILDF200YLE","LBA9-24WW","平形","AC/DC200~220V","黄色：Y"]
[1316,"φ30","PL","A30ILDFE100GLH","A30ILDFE100GLE","LBA9-24WW","平形","AC/DC100~110V","緑：G"]
[1317,"φ30","PL","A30ILDFE100RLH","A30ILDFE100RLE","LBA9-24WW","平形","AC/DC100~110V","赤：R"]
[1318,"φ30","PL","A30ILDQ100GLH","A30ILDQ100GLE","LBA9-24WW","長角形","AC/DC100~110V","緑：G"]
[1319,"φ30","PL","A30ILDQ100RLH","A30ILDQ100RLE","LBA9-24WW","長角形","AC/DC100~110V","赤：R"]
[1320,"φ30","PL","A30ILDQ100WLH","A30ILDQ100WLE","LBA9-24WW","長角形","AC/DC100~110V","白：W(消灯時白・点灯時電球色）"]
[1321,"φ30","PL","A30ILDQ200GLH","A30ILDQ200GLE","LBA9-24WW","長角形","AC/DC200~220V","緑：G"]
[1322,"φ30","PL","A30ILDQ200RLH","A30ILDQ200RLE","LBA9-24WW","長角形","AC/DC200~220V","赤：R"]
[1323,"φ30","PL","A30ILDQ200WLH","A30ILDQ200WLE","LBA9-24WW","長角形","AC/DC200~220V","白：W(消灯時白・点灯時電球色）"]
[1324,"φ30","PL","A30ILDQB100GLH","A30ILDQB100GLE","LBA9-24WW","長角形","AC/DC100~110V","緑：G"]
[1325,"φ30","PL","A30ILDQB100RLH","A30ILDQB100RLE","LBA9-24WW","長角形","AC/DC100~110V","赤：R"]
[1326,"φ30","PL","A30ILDQB100WLH","A30ILDQB100WLE","LBA9-24WW","長角形","AC/DC100~110V","白：W(消灯時白・点灯時電球色）"]
[1327,"φ30","PL","A30ILDQB100YLH","A30ILDQB100YLE","LBA9-24WW","長角形","AC/DC100~110V","黄色：Y"]
[1328,"φ30","PL","A30ILDQB200GLH","A30ILDQB200GLE","LBA9-24WW","長角形","AC/DC200~220V","緑：G"]
[1329,"φ30","PL","A30ILDQB200PWLH","A30ILDQB200PWLE","LBA9-24PW","長角形","AC/DC200~220V","白：W(消灯時白・点灯時純白）"]
[1330,"φ30","PL","A30ILDQB200RLH","A30ILDQB200RLE","LBA9-24WW","長角形","AC/DC200~220V","赤：R"]
[1331,"φ30","PL","A30ILDQB200WLH","A30ILDQB200WLE","LBA9-24WW","長角形","AC/DC200~220V","白：W(消灯時白・点灯時電球色）"]
[1332,"φ30","PL","A30ILDQB48RLH","A30ILDQB48RLE","LBA9-24WW","長角形","-","赤：R"]
[1333,"φ30","PL","A30ILDQB48WLH","A30ILDQB48WLE","LBA9-24WW","長角形","-","白：W(消灯時白・点灯時電球色）"]
[1334,"φ30","PL","A30ILDS100RLH","A30ILDS100RLE","LBA9-24WW","角形","AC/DC100~110V","赤：R"]
[1335,"φ30","PL","A30ILDS100RLH(CCC)","A30ILDS100RLE(CCC)","LBA9-24WW","角形","AC/DC200~220V","赤：R"]
[1336,"φ30","PL","A30ILDS200RLH","A30ILDS200RLE","LBA9-24WW","角形","AC/DC200~220V","赤：R"]
[1337,"φ30","PL","A30ILDS200WLH","A30ILDS200WLE","LBA9-24WW","角形","AC/DC200~220V","白：W(消灯時白・点灯時電球色）"]
[1338,"φ30","PL","A30ILDS48RLH","A30ILDS48RLE","LBA9-24WW","角形","-","赤：R"]
[1339,"φ30","PL","A30ILDSB100GLH","A30ILDSB100GLE","LBA9-24WW","角形","AC/DC100~110V","緑：G"]
[1340,"φ30","PL","A30ILDSB100PWLH","A30ILDSB100PWLE","LBA9-24PW","角形","AC/DC100~110V","白：W(消灯時白・点灯時純白）"]
[1341,"φ30","PL","A30ILDSB100RLH","A30ILDSB100RLE","LBA9-24WW","角形","AC/DC100~110V","赤：R"]
[1342,"φ30","PL","A30ILDSB100WLH","A30ILDSB100WLE","LBA9-24WW","角形","AC/DC100~110V","白：W(消灯時白・点灯時電球色）"]
[1343,"φ30","PL","A30ILDSB200WLH","A30ILDSB200WLE","LBA9-24WW","角形","AC/DC200~220V","白：W(消灯時白・点灯時電球色）"]
[1344,"φ30","PL","A30ILT100CLH","A30ILT100CLE","LBA9-6WW","丸形","AC100~110V"]
[1345,"φ30","PL","A30ILT100GLH","A30ILT100GLE","LBA9-6WW","丸形","AC100~110V","緑：G"]
[1346,"φ30","PL","A30ILT100HLH","A30ILT100HLE","LBA9-6PW","丸形","AC100~110V","青：H"]
[1347,"φ30","PL","A30ILT100OLH","A30ILT100OLE","LBA9-6WW","丸形","AC100~110V","O：橙"]
[1348,"φ30","PL","A30ILT100PWLH","A30ILT100PWLE","LBA9-6PW","丸形","AC100~110V","白：W(消灯時白・点灯時純白）"]
[1349,"φ30","PL","A30ILT100RLH","A30ILT100RLE","LBA9-6WW","丸形","AC100~110V","赤：R"]
[1350,"φ30","PL","A30ILT100WLH","A30ILT100WLE","LBA9-6WW","丸形","AC100~110V","白：W(消灯時白・点灯時電球色）"]
[1351,"φ30","PL","A30ILT100YLH","A30ILT100YLE","LBA9-6WW","丸形","AC100~110V","黄色：Y"]
[1352,"φ30","PL","A30ILT110HLH","A30ILT110HLE","LBA9-6PW","丸形","-","青：H"]
[1353,"φ30","PL","A30ILT110PWLH","A30ILT110PWLE","LBA9-6PW","丸形","-","白：W(消灯時白・点灯時純白）"]
[1354,"φ30","PL","A30ILT110RLH","A30ILT110RLE","LBA9-6WW","丸形","-","赤：R"]
[1355,"φ30","PL","A30ILT110YLH","A30ILT110YLE","LBA9-6WW","丸形","-","黄色：Y"]
[1356,"φ30","PL","A30ILT120HLH","A30ILT120HLE","LBA9-6PW","丸形","-","青：H"]
[1357,"φ30","PL","A30ILT120HLH!F","A30ILT120HLE!F","LBA9-6PW","丸形","-","青：H"]
[1358,"φ30","PL","A30ILT120PWLH","A30ILT120PWLE","LBA9-6PW","丸形","-","白：W(消灯時白・点灯時純白）"]
[1359,"φ30","PL","A30ILT120WLH","A30ILT120WLE","LBA9-6WW","丸形","-","白：W(消灯時白・点灯時電球色）"]
[1360,"φ30","PL","A30ILT200GLH","A30ILT200GLE","LBA9-6WW","丸形","AC200~220V","緑：G"]
[1361,"φ30","PL","A30ILT200HLH","A30ILT200HLE","LBA9-6PW","丸形","AC200~220V","青：H"]
[1362,"φ30","PL","A30ILT200OLH","A30ILT200OLE","LBA9-6WW","丸形","AC200~220V","O：橙"]
[1363,"φ30","PL","A30ILT200OLH(TC)","A30ILT200OLE(TC)","LBA9-6WW","丸形","AC200~220V","O：橙"]
[1364,"φ30","PL","A30ILT200PWLH","A30ILT200PWLE","LBA9-6PW","丸形","AC200~220V","白：W(消灯時白・点灯時純白）"]
[1365,"φ30","PL","A30ILT200RLH","A30ILT200RLE","LBA9-6WW","丸形","AC200~220V","赤：R"]
[1366,"φ30","PL","A30ILT200RLH(TC)","A30ILT200RLE(TC)","LBA9-6WW","丸形","AC200~220V","赤：R"]
[1367,"φ30","PL","A30ILT200WLH","A30ILT200WLE","LBA9-6WW","丸形","AC200~220V","白：W(消灯時白・点灯時電球色）"]
[1368,"φ30","PL","A30ILT200WLH(TC)","A30ILT200WLE(TC)","LBA9-6WW","丸形","AC200~220V","白：W(消灯時白・点灯時電球色）"]
[1369,"φ30","PL","A30ILT200YLH","A30ILT200YLE","LBA9-6WW","丸形","AC200~220V","黄色：Y"]
[1370,"φ30","PL","A30ILT220HLH","A30ILT220HLE","LBA9-6PW","丸形","AC200~220V","青：H"]
[1371,"φ30","PL","A30ILT220PWLH","A30ILT220PWLE","LBA9-6PW","丸形","-","白：W(消灯時白・点灯時純白）"]
[1372,"φ30","PL","A30ILT230WLH","A30ILT230WLE","LBA9-6WW","丸形","-","白：W(消灯時白・点灯時電球色）"]
[1373,"φ30","PL","A30ILT240WLH","A30ILT240WLE","LBA9-6WW","丸形","-","白：W(消灯時白・点灯時電球色）"]
[1374,"φ30","PL","A30ILT400GLH","A30ILT400GLE","LBA9-6WW","丸形","AC400~440V","緑：G"]
[1375,"φ30","PL","A30ILT400HLH","A30ILT400HLE","LBA9-6PW","丸形","AC400~440V","青：H"]
[1376,"φ30","PL","A30ILT400OLH","A30ILT400OLE","LBA9-6WW","丸形","AC400~440V","O：橙"]
[1377,"φ30","PL","A30ILT400PWLH","A30ILT400PWLE","LBA9-6PW","丸形","AC400~440V","白：W(消灯時白・点灯時純白）"]
[1378,"φ30","PL","A30ILT400RLH","A30ILT400RLE","LBA9-6WW","丸形","AC400~440V","赤：R"]
[1379,"φ30","PL","A30ILT400WLH","A30ILT400WLE","LBA9-6WW","丸形","AC400~440V","白：W(消灯時白・点灯時電球色）"]
[1380,"φ30","PL","A30ILTE100GLH","A30ILTE100GLE","LBA9-6WW","丸形","AC100~110V","緑：G"]
[1381,"φ30","PL","A30ILTE100HLH","A30ILTE100HLE","LBA9-6PW","丸形","AC100~110V","青：H"]
[1382,"φ30","PL","A30ILTE100OLH","A30ILTE100OLE","LBA9-6WW","丸形","AC100~110V","O：橙"]
[1383,"φ30","PL","A30ILTE100PWLH","A30ILTE100PWLE","LBA9-6PW","丸形","AC100~110V","白：W(消灯時白・点灯時純白）"]
[1384,"φ30","PL","A30ILTE100RLH","A30ILTE100RLE","LBA9-6WW","丸形","AC100~110V","赤：R"]
[1385,"φ30","PL","A30ILTE100RLH(CCC)","A30ILTE100RLE(CCC)","LBA9-6WW","丸形","AC100~110V","赤：R"]
[1386,"φ30","PL","A30ILTE100WLH","A30ILTE100WLE","LBA9-6WW","丸形","AC100~110V","白：W(消灯時白・点灯時電球色）"]
[1387,"φ30","PL","A30ILTE100YLH","A30ILTE100YLE","LBA9-6WW","丸形","AC100~110V","黄色：Y"]
[1388,"φ30","PL","A30ILTE200CLH","A30ILTE200CLE","LBA9-6WW","丸形","AC200~220V"]
[1389,"φ30","PL","A30ILTE200HLH","A30ILTE200HLE","LBA9-6PW","丸形","AC200~220V","青：H"]
[1390,"φ30","PL","A30ILTE200OLH","A30ILTE200OLE","LBA9-6WW","丸形","AC200~220V","O：橙"]
[1391,"φ30","PL","A30ILTE200PWLH","A30ILTE200PWLE","LBA9-6PW","丸形","AC200~220V","白：W(消灯時白・点灯時純白）"]
[1392,"φ30","PL","A30ILTE200RLH","A30ILTE200RLE","LBA9-6WW","丸形","AC200~220V","赤：R"]
[1393,"φ30","PL","A30ILTE200WLH","A30ILTE200WLE","LBA9-6WW","丸形","AC200~220V","白：W(消灯時白・点灯時電球色）"]
[1394,"φ30","PL","A30ILTE220WLH","A30ILTE220WLE","LBA9-6WW","丸形","-","白：W(消灯時白・点灯時電球色）"]
[1395,"φ30","PL","A30ILTF100HLH","A30ILTF100HLE","LBA9-6PW","平形","AC100~110V","青：H"]
[1396,"φ30","PL","A30ILTF200HLH","A30ILTF200HLE","LBA9-6PW","平形","AC200~220V","青：H"]
[1397,"φ30","PL","A30ILTF200OLH","A30ILTF200OLE","LBA9-6WW","平形","AC200~220V","O：橙"]
[1398,"φ30","PL","A30ILTF200WLH","A30ILTF200WLE","LBA9-6WW","平形","AC200~220V","白：W(消灯時白・点灯時電球色）"]
[1399,"φ30","PL","A30ILTF200YLH","A30ILTF200YLE","LBA9-6WW","平形","AC200~220V","黄色：Y"]
[1400,"φ30","PL","A30ILTF220WLH","A30ILTF220WLE","LBA9-6WW","平形","-","白：W(消灯時白・点灯時電球色）"]
[1401,"φ30","PL","A30ILTFE100HLH","A30ILTFE100HLE","LBA9-6PW","平形","AC100~110V","青：H"]
[1402,"φ30","PL","A30ILTFE200PWLH","A30ILTFE200PWLE","LBA9-6PW","平形","AC200~220V","白：W(消灯時白・点灯時純白）"]
[1403,"φ30","PL","A30ILTQ100GLH","A30ILTQ100GLE","LBA9-6WW","長角形","AC100~110V","緑：G"]
[1404,"φ30","PL","A30ILTQ100HLH","A30ILTQ100HLE","LBA9-6PW","長角形","AC100~110V","青：H"]
[1405,"φ30","PL","A30ILTQ100OLH","A30ILTQ100OLE","LBA9-6WW","長角形","AC100~110V","O：橙"]
[1406,"φ30","PL","A30ILTQ100RLH","A30ILTQ100RLE","LBA9-6WW","長角形","AC100~110V","赤：R"]
[1407,"φ30","PL","A30ILTQ100WLH","A30ILTQ100WLE","LBA9-6WW","長角形","AC100~110V","白：W(消灯時白・点灯時電球色）"]
[1408,"φ30","PL","A30ILTQ200GLH","A30ILTQ200GLE","LBA9-6WW","長角形","AC200~220V","緑：G"]
[1409,"φ30","PL","A30ILTQ200OLH","A30ILTQ200OLE","LBA9-6WW","長角形","AC200~220V","O：橙"]
[1410,"φ30","PL","A30ILTQ200PWLH","A30ILTQ200PWLE","LBA9-6PW","長角形","AC200~220V","白：W(消灯時白・点灯時純白）"]
[1411,"φ30","PL","A30ILTQ200RLH","A30ILTQ200RLE","LBA9-6WW","長角形","AC200~220V","赤：R"]
[1412,"φ30","PL","A30ILTQ200WLH","A30ILTQ200WLE","LBA9-6WW","長角形","AC200~220V","白：W(消灯時白・点灯時電球色）"]
[1413,"φ30","PL","A30ILTQ400PWLH","A30ILTQ400PWLE","LBA9-6PW","長角形","AC400~440V","白：W(消灯時白・点灯時純白）"]
[1414,"φ30","PL","A30ILTQB100GLH","A30ILTQB100GLE","LBA9-6WW","長角形","AC100~110V","緑：G"]
[1415,"φ30","PL","A30ILTQB100OLH","A30ILTQB100OLE","LBA9-6WW","長角形","AC100~110V","O：橙"]
[1416,"φ30","PL","A30ILTQB100RLH","A30ILTQB100RLE","LBA9-6WW","長角形","AC100~110V","赤：R"]
[1417,"φ30","PL","A30ILTQB100WLH","A30ILTQB100WLE","LBA9-6WW","長角形","AC100~110V","白：W(消灯時白・点灯時電球色）"]
[1418,"φ30","PL","A30ILTQB200GLH","A30ILTQB200GLE","LBA9-6WW","長角形","AC200~220V","緑：G"]
[1419,"φ30","PL","A30ILTQB200HLH","A30ILTQB200HLE","LBA9-6PW","長角形","AC200~220V","青：H"]
[1420,"φ30","PL","A30ILTQB200OLH","A30ILTQB200OLE","LBA9-6WW","長角形","AC200~220V","O：橙"]
[1421,"φ30","PL","A30ILTQB200PWLH","A30ILTQB200PWLE","LBA9-6PW","長角形","AC200~220V","白：W(消灯時白・点灯時純白）"]
[1422,"φ30","PL","A30ILTQB200RLH","A30ILTQB200RLE","LBA9-6WW","長角形","AC200~220V","赤：R"]
[1423,"φ30","PL","A30ILTQB200WLH","A30ILTQB200WLE","LBA9-6WW","長角形","AC200~220V","白：W(消灯時白・点灯時電球色）"]
[1424,"φ30","PL","A30ILTQB400PWLH","A30ILTQB400PWLE","LBA9-6PW","長角形","AC400~440V","白：W(消灯時白・点灯時純白）"]
[1425,"φ30","PL","A30ILTQB400WLH","A30ILTQB400WLE","LBA9-6WW","長角形","AC400~440V","白：W(消灯時白・点灯時電球色）"]
[1426,"φ30","PL","A30ILTS100OLH","A30ILTS100OLE","LBA9-6WW","角形","AC100~110V","O：橙"]
[1427,"φ30","PL","A30ILTS200GLH","A30ILTS200GLE","LBA9-6WW","角形","AC200~220V","緑：G"]
[1428,"φ30","PL","A30ILTS200HLH","A30ILTS200HLE","LBA9-6PW","角形","AC200~220V","青：H"]
[1429,"φ30","PL","A30ILTS200RLH","A30ILTS200RLE","LBA9-6WW","角形","AC200~220V","赤：R"]
[1430,"φ30","PL","A30ILTS200WLH","A30ILTS200WLE","LBA9-6WW","角形","AC200~220V","白：W(消灯時白・点灯時電球色）"]
[1431,"φ30","PL","A30ILTSB100GLH","A30ILTSB100GLE","LBA9-6WW","角形","AC100~110V","緑：G"]
[1432,"φ30","PL","A30ILTSB100HLH","A30ILTSB100HLE","LBA9-6PW","角形","AC100~110V","青：H"]
[1433,"φ30","PL","A30ILTSB100OLH","A30ILTSB100OLE","LBA9-6WW","角形","AC100~110V","O：橙"]
[1434,"φ30","PL","A30ILTSB100RLH","A30ILTSB100RLE","LBA9-6WW","角形","AC100~110V","赤：R"]
[1435,"φ30","PL","A30ILTSB100WLH","A30ILTSB100WLE","LBA9-6WW","角形","AC100~110V","白：W(消灯時白・点灯時電球色）"]
[1436,"φ30","PL","A30ILTSB100YLH","A30ILTSB100YLE","LBA9-6WW","角形","AC100~110V","黄色：Y"]
[1437,"φ30","PL","A30ILTSB200GLH","A30ILTSB200GLE","LBA9-6WW","角形","AC200~220V","緑：G"]
[1438,"φ30","PL","A30ILTSB200HLH","A30ILTSB200HLE","LBA9-6PW","角形","AC200~220V","青：H"]
[1439,"φ30","PL","A30ILTSB200OLH","A30ILTSB200OLE","LBA9-6WW","角形","AC200~220V","O：橙"]
[1440,"φ30","PL","A30ILTSB200PWLH","A30ILTSB200PWLE","LBA9-6PW","角形","AC200~220V","白：W(消灯時白・点灯時純白）"]
[1441,"φ30","PL","A30ILTSB200RLH","A30ILTSB200RLE","LBA9-6WW","角形","AC200~220V","赤：R"]
[1442,"φ30","PL","A30ILTSB200WLH","A30ILTSB200WLE","LBA9-6WW","角形","AC200~220V","白：W(消灯時白・点灯時電球色）"]
[1443,"φ30","PL","A30ILTSB400RLH","A30ILTSB400RLE","LBA9-6WW","角形","AC400~440V","赤：R"]
[1444,"φ30","PL","A30ILTSB400WLH","A30ILTSB400WLE","LBA9-6WW","角形","AC400~440V","白：W(消灯時白・点灯時電球色）"]
[1445,"φ16","PL","FB8531-24GLH!","FB8531-24GLE!","LBA9-24WW","円柱形","AC/DC24V","緑：G"]
[1446,"φ16","PL","FB8531-24HLH!","FB8531-24HLE!","LBA9-24PW","円柱形","AC/DC24V","青：H"]
[1447,"φ16","PL","FB8531-24RLH!","FB8531-24RLE!","LBA9-24WW","ドーム形","AC/DC24V","赤：R"]
[1448,"φ16","PL","FB8581-24HLH!","FB8581-24HLE!","LBA9-24PW","ドーム形","AC/DC24V","青：H"]
[1449,"φ16","PL","FB8581-24PWLH!","FB8581-24PWLE!","LBA9-24PW","ドーム形","AC/DC24V","白：W(消灯時白・点灯時純白）"]
[1450,"φ16","PL","FB8581-24RLH!","FB8581-24RLE!","LBA9-24WW","ドーム形","AC/DC24V","赤：R"]

{"sheet":"setting","index":2,"n_rows":11,"n_cols":5,"rows_kept":11,"cut":false,"hidden":true,"merged":[]}
[null,"▼検索対象を変更する場合は対象の列をカンマ区切りで指定してください。"]
[null,"検索する項目の列","検索条件","検索条件","条件の対象"]
[null,"D,E,F,G,H,I,J",null,{"$f":"VLOOKUP(1,テーブル1[],2)","v":"OR条件"},{"$f":"VLOOKUP(1,テーブル2[],2)","v":"複数項目"}]
[]
[null,null,null,"表示管理列","検索条件"]
[null,null,null,{"$f":"SUBTOTAL(3,テーブル1[[#This Row],[検索条件]])","v":0},"AND条件"]
[null,null,null,{"$f":"SUBTOTAL(3,テーブル1[[#This Row],[検索条件]])","v":1},"OR条件"]
[]
[null,null,null,"表示管理列","条件の対象"]
[null,null,null,{"$f":"SUBTOTAL(3,テーブル2[[#This Row],[条件の対象]])","v":1},"複数項目"]
[null,null,null,{"$f":"SUBTOTAL(3,テーブル2[[#This Row],[条件の対象]])","v":0},"一つのセル"]